## Release Notes
Release Notes - 2020-07-06
The data tables in this file contain the Initial Portfolio Study results from PLEXOS LT for NS Power's IRP Modeling Results release dated 2020-06-26 in tabular format for:
  Installed Capacity Changes
  Annual Energy Balance
NS Power will continue to refine these scenarios as we move through the Operability / Reliability Assessment and Final Portfolio Study phases of the IRP Modeling Plan

## Installed Capacity Changes
1.0A | MW/units
Generator Year | 2021 | 2022 | 2023 | 2024 | 2025 | 2026 | 2027 | 2028 | 2029 | 2030 | 2031 | 2032 | 2033 | 2034 | 2035 | 2036 | 2037 | 2038 | 2039 | 2040 | 2041 | 2042 | 2043 | 2044 | 2045
Existing Coal Retirements | 0 | 0 | 0 | 0 | 0 | 0 | 0 | 0 | 0 | 0 | 0 | 0 | 0 | 1 unit | 1 unit | 2 units | 2 units | 3 units | 3 units | 7 units | 7 units | 7 units | 7 units | 7 units | 7 units
Existing Gas Retirements | 0 | 0 | 0 | 0 | 0 | 2 units | 2 units | 2 units | 3 units | 3 units | 3 units | 3 units | 3 units | 3 units | 3 units | 3 units | 3 units | 3 units | 3 units | 3 units | 3 units | 3 units | 3 units | 3 units | 3 units
Gas - New CCs | 0 | 0 | 0 | 0 | 0 | 0 | 0 | 0 | 0 | 0 | 0 | 0 | 0 | 145 | 145 | 145 | 145 | 145 | 145 | 725 | 725 | 725 | 725 | 725 | 725
Gas - New CTs & Recips | 37.2 | 46.5 | 46.5 | 55.8 | 55.8 | 205.8 | 205.8 | 205.8 | 305.8 | 305.8 | 305.8 | 305.8 | 305.8 | 305.8 | 355.8 | 505.8 | 505.8 | 655.8 | 665.1 | 765.1 | 765.1 | 765.1 | 765.1 | 765.1 | 765.1
Gas - Conversion | 0 | 0 | 0 | 0 | 0 | 0 | 0 | 0 | 0 | 0 | 0 | 0 | 0 | 0 | 0 | 0 | 0 | 0 | 0 | 0 | 0 | 0 | 0 | 0 | 0
Biomass | 0 | 0 | 0 | 0 | 0 | 0 | 0 | 0 | 0 | 0 | 0 | 0 | 0 | 0 | 0 | 0 | 0 | 0 | 0 | 0 | 0 | 0 | 0 | 0 | 0
Wind | 104.4648 | 104.4648 | 104.4648 | 105.964 | 108.9625 | 108.9625 | 108.9625 | 108.9625 | 108.9625 | 108.9625 | 108.9625 | 108.9625 | 120.9565 | 120.9565 | 120.9565 | 120.9565 | 120.9565 | 120.9565 | 120.9565 | 120.9565 | 120.9565 | 120.9565 | 120.9565 | 126.9535 | 132.9505
Solar | 0 | 0 | 0 | 0 | 0 | 0 | 0 | 0 | 0 | 0 | 0 | 0 | 0 | 0 | 0 | 0 | 0 | 0 | 0 | 0 | 0 | 0 | 0 | 0 | 0
CAES | 0 | 0 | 0 | 0 | 0 | 0 | 0 | 0 | 0 | 0 | 0 | 0 | 0 | 0 | 0 | 0 | 0 | 0 | 0 | 0 | 0 | 0 | 0 | 0 | 0
Demand Response | 0 | 0 | 0 | 0 | 0 | 0 | 0 | 0 | 0 | 0 | 0 | 0 | 0 | 0 | 0 | 0 | 0 | 0 | 0 | 0 | 0 | 0 | 0 | 0 | 0
Battery 1hr | 10 | 10 | 10 | 10 | 10 | 10 | 10 | 10 | 10 | 10 | 10 | 10 | 10 | 20 | 20 | 20 | 20 | 20 | 20 | 20 | 20 | 20 | 20 | 20 | 20
Battery 4hr | 3 | 3 | 3 | 4 | 6 | 6 | 6 | 6 | 6 | 6 | 6 | 6 | 14 | 14 | 14 | 14 | 14 | 14 | 14 | 14 | 14 | 14 | 14 | 18 | 22
1.0C | MW/units
Generator Year | 2021 | 2022 | 2023 | 2024 | 2025 | 2026 | 2027 | 2028 | 2029 | 2030 | 2031 | 2032 | 2033 | 2034 | 2035 | 2036 | 2037 | 2038 | 2039 | 2040 | 2041 | 2042 | 2043 | 2044 | 2045
Existing Coal Retirements | 0 | 0 | 0 | 0 | 0 | 1 unit | 1 unit | 1 unit | 1 unit | 1 unit | 1 unit | 1 unit | 1 unit | 1 unit | 1 unit | 1 unit | 1 unit | 2 units | 2 units | 7 units | 7 units | 7 units | 7 units | 7 units | 7 units
Existing Gas Retirements | 0 | 0 | 0 | 0 | 0 | 2 units | 2 units | 2 units | 3 units | 3 units | 3 units | 3 units | 3 units | 3 units | 3 units | 3 units | 3 units | 3 units | 3 units | 3 units | 3 units | 3 units | 3 units | 3 units | 3 units
Gas - New CCs | 0 | 0 | 0 | 0 | 0 | 0 | 0 | 0 | 0 | 0 | 0 | 0 | 0 | 0 | 0 | 0 | 0 | 0 | 0 | 290 | 290 | 290 | 290 | 290 | 290
Gas - New CTs & Recips | 37.2 | 46.5 | 46.5 | 46.5 | 46.5 | 255.8 | 255.8 | 255.8 | 365.1 | 365.1 | 365.1 | 365.1 | 374.4 | 383.7 | 393 | 493 | 493 | 593 | 593 | 593 | 593 | 593 | 593 | 593 | 611.6
Gas - Conversion | 0 | 0 | 0 | 0 | 0 | 0 | 0 | 0 | 0 | 0 | 0 | 0 | 0 | 0 | 0 | 0 | 0 | 0 | 0 | 0 | 0 | 0 | 0 | 0 | 0
Biomass | 0 | 0 | 0 | 0 | 0 | 0 | 0 | 0 | 0 | 0 | 0 | 0 | 0 | 0 | 0 | 0 | 0 | 0 | 0 | 0 | 0 | 0 | 0 | 0 | 0
Wind | 104.4648 | 104.4648 | 104.4648 | 104.4648 | 104.4648 | 104.4648 | 104.4648 | 104.4648 | 104.4648 | 104.4648 | 104.4648 | 104.4648 | 104.4648 | 104.4648 | 104.4648 | 104.4648 | 104.4648 | 104.4648 | 454.4648 | 504.4648 | 504.4648 | 504.4648 | 504.4648 | 504.4648 | 504.4648
Solar | 0 | 0 | 0 | 0 | 0 | 0 | 0 | 0 | 0 | 0 | 0 | 0 | 0 | 0 | 0 | 0 | 0 | 0 | 0 | 0 | 0 | 0 | 0 | 0 | 0
CAES | 0 | 0 | 0 | 0 | 0 | 0 | 0 | 0 | 0 | 0 | 0 | 0 | 0 | 0 | 0 | 0 | 0 | 0 | 0 | 0 | 0 | 0 | 0 | 0 | 0
Demand Response | 0 | 0 | 0 | 0 | 0 | 0 | 0 | 0 | 0 | 0 | 0 | 0 | 0 | 0 | 0 | 0 | 0 | 0 | 0 | 0 | 0 | 0 | 0 | 0 | 0
Firm Imports | 0 | 0 | 0 | 85 | 85 | 85 | 85 | 85 | 85 | 85 | 85 | 85 | 85 | 85 | 85 | 85 | 85 | 85 | 135 | 535 | 535 | 535 | 535 | 535 | 535
Battery 1hr | 10 | 10 | 10 | 10 | 10 | 10 | 10 | 10 | 10 | 10 | 10 | 10 | 10 | 10 | 10 | 10 | 10 | 10 | 10 | 10 | 10 | 10 | 10 | 20 | 20
Battery 4hr | 3 | 23 | 23 | 23 | 23 | 23 | 23 | 23 | 23 | 23 | 23 | 23 | 23 | 23 | 23 | 23 | 23 | 23 | 23 | 23 | 23 | 23 | 23 | 23 | 23
2.0A | MW/units
Generator Year | 2021 | 2022 | 2023 | 2024 | 2025 | 2026 | 2027 | 2028 | 2029 | 2030 | 2031 | 2032 | 2033 | 2034 | 2035 | 2036 | 2037 | 2038 | 2039 | 2040 | 2041 | 2042 | 2043 | 2044 | 2045
Existing Coal Retirements | 0 | 0 | 0 | 0 | 0 | 0 | 0 | 0 | 0 | 0 | 0 | 0 | 0 | 1 unit | 1 unit | 2 units | 2 units | 3 units | 4 units | 7 units | 7 units | 7 units | 7 units | 7 units | 7 units
Existing Gas Retirements | 0 | 0 | 0 | 0 | 0 | 2 units | 2 units | 2 units | 3 units | 3 units | 3 units | 3 units | 3 units | 3 units | 3 units | 3 units | 3 units | 3 units | 3 units | 3 units | 3 units | 3 units | 3 units | 3 units | 3 units
Gas - New CCs | 0 | 0 | 0 | 0 | 0 | 0 | 0 | 0 | 0 | 0 | 0 | 0 | 0 | 0 | 0 | 0 | 0 | 0 | 145 | 435 | 435 | 435 | 435 | 435 | 435
Gas - New CTs & Recips | 37.2 | 46.5 | 46.5 | 55.8 | 55.8 | 205.8 | 205.8 | 205.8 | 305.8 | 305.8 | 305.8 | 305.8 | 305.8 | 455.8 | 455.8 | 605.8 | 605.8 | 755.8 | 805.8 | 955.8 | 1005.8 | 1005.8 | 1005.8 | 1005.8 | 1015.1
Gas - Conversion | 0 | 0 | 0 | 0 | 0 | 0 | 0 | 0 | 0 | 0 | 0 | 0 | 0 | 0 | 0 | 0 | 0 | 0 | 0 | 0 | 0 | 0 | 0 | 0 | 0
Biomass | 0 | 0 | 0 | 0 | 0 | 0 | 0 | 0 | 0 | 0 | 0 | 0 | 0 | 0 | 0 | 0 | 0 | 0 | 0 | 0 | 0 | 0 | 0 | 0 | 0
Wind | 104.4648 | 104.4648 | 104.4648 | 104.4648 | 104.4648 | 104.4648 | 104.4648 | 104.4648 | 104.4648 | 304.4648 | 304.4648 | 304.4648 | 304.4648 | 354.4648 | 454.4648 | 508.9625 | 508.9625 | 510.4618 | 510.4618 | 510.4618 | 510.4618 | 510.4618 | 510.4618 | 532.9505 | 532.9505
Solar | 0 | 0 | 0 | 0 | 0 | 0 | 0 | 0 | 0 | 0 | 0 | 0 | 0 | 0 | 0 | 0 | 0 | 0 | 0 | 0 | 0 | 0 | 0 | 0 | 0
CAES | 0 | 0 | 0 | 0 | 0 | 0 | 0 | 0 | 0 | 0 | 0 | 0 | 0 | 0 | 0 | 0 | 0 | 0 | 0 | 0 | 0 | 0 | 0 | 0 | 0
Demand Response | 0 | 0 | 0 | 0 | 0 | 0 | 0 | 0 | 0 | 0 | 0 | 0 | 0 | 0 | 0 | 0 | 0 | 0 | 0 | 0 | 0 | 0 | 0 | 0 | 0
Battery 1hr | 10 | 10 | 10 | 10 | 20 | 20 | 20 | 20 | 20 | 20 | 20 | 20 | 20 | 20 | 20 | 20 | 20 | 20 | 20 | 20 | 20 | 20 | 20 | 20 | 20
Battery 4hr | 3 | 3 | 3 | 3 | 3 | 3 | 3 | 3 | 3 | 3 | 3 | 3 | 3 | 3 | 3 | 6 | 6 | 7 | 7 | 7 | 7 | 7 | 7 | 22 | 22
2.0A.S1 (COVID LOW LOAD) | MW/units
Generator Year | 2021 | 2022 | 2023 | 2024 | 2025 | 2026 | 2027 | 2028 | 2029 | 2030 | 2031 | 2032 | 2033 | 2034 | 2035 | 2036 | 2037 | 2038 | 2039 | 2040 | 2041 | 2042 | 2043 | 2044 | 2045
Existing Coal Retirements | 0 | 0 | 0 | 0 | 0 | 0 | 0 | 0 | 0 | 0 | 0 | 0 | 0 | 0 | 0 | 1 unit | 1 unit | 2 units | 3 units | 7 units | 7 units | 7 units | 7 units | 7 units | 7 units
Existing Gas Retirements | 0 | 0 | 0 | 0 | 0 | 2 units | 2 units | 2 units | 3 units | 3 units | 3 units | 3 units | 3 units | 3 units | 3 units | 3 units | 3 units | 3 units | 3 units | 3 units | 3 units | 3 units | 3 units | 3 units | 3 units
Gas - New CCs | 0 | 0 | 0 | 0 | 0 | 0 | 0 | 0 | 0 | 0 | 0 | 0 | 0 | 0 | 0 | 0 | 0 | 0 | 0 | 580 | 580 | 580 | 580 | 580 | 580
Gas - New CTs & Recips | 27.9 | 77.9 | 77.9 | 77.9 | 77.9 | 227.9 | 227.9 | 227.9 | 327.9 | 327.9 | 327.9 | 327.9 | 327.9 | 327.9 | 327.9 | 477.9 | 477.9 | 627.9 | 777.9 | 826.9 | 876.9 | 876.9 | 926.9 | 926.9 | 926.9
Gas - Conversion | 0 | 0 | 0 | 0 | 0 | 0 | 0 | 0 | 0 | 0 | 0 | 0 | 0 | 0 | 0 | 0 | 0 | 0 | 0 | 0 | 0 | 0 | 0 | 0 | 0
Biomass | 0 | 0 | 0 | 0 | 0 | 0 | 0 | 0 | 0 | 0 | 0 | 0 | 0 | 0 | 0 | 0 | 0 | 0 | 0 | 0 | 0 | 0 | 0 | 0 | 0
Wind | 0 | 49.97 | 49.97 | 49.97 | 99.97 | 99.97 | 99.97 | 99.97 | 149.97 | 149.97 | 149.97 | 149.97 | 149.97 | 199.97 | 299.97 | 349.97 | 349.97 | 401.47 | 505.97 | 505.97 | 505.97 | 505.97 | 505.97 | 505.97 | 505.97
Solar | 0 | 0 | 0 | 0 | 0 | 0 | 0 | 0 | 0 | 0 | 0 | 0 | 0 | 0 | 0 | 0 | 0 | 0 | 0 | 0 | 0 | 0 | 0 | 0 | 0
CAES | 0 | 0 | 0 | 0 | 0 | 0 | 0 | 0 | 0 | 0 | 0 | 0 | 0 | 0 | 0 | 0 | 0 | 0 | 0 | 0 | 0 | 0 | 0 | 0 | 0
Demand Response | 0 | 0 | 0 | 0 | 0 | 0 | 0 | 0 | 0 | 0 | 0 | 0 | 0 | 0 | 0 | 0 | 0 | 0 | 0 | 0 | 0 | 0 | 0 | 0 | 0
Battery 1hr | 10 | 10 | 10 | 10 | 10 | 10 | 10 | 10 | 10 | 10 | 10 | 10 | 10 | 10 | 10 | 10 | 10 | 10 | 10 | 10 | 10 | 10 | 10 | 10 | 10
Battery 4hr | 0 | 0 | 0 | 0 | 0 | 10 | 10 | 10 | 10 | 10 | 10 | 10 | 10 | 10 | 10 | 10 | 10 | 11 | 14 | 14 | 14 | 14 | 14 | 14 | 14
2.0A.S2 (MID DSM) | MW/units
Generator Year | 2021 | 2022 | 2023 | 2024 | 2025 | 2026 | 2027 | 2028 | 2029 | 2030 | 2031 | 2032 | 2033 | 2034 | 2035 | 2036 | 2037 | 2038 | 2039 | 2040 | 2041 | 2042 | 2043 | 2044 | 2045
Existing Coal Retirements | 0 | 0 | 0 | 0 | 0 | 0 | 0 | 0 | 0 | 0 | 0 | 0 | 0 | 0 | 0 | 1 unit | 1 unit | 2 units | 2 units | 7 units | 7 units | 7 units | 7 units | 7 units | 7 units
Existing Gas Retirements | 0 | 0 | 0 | 0 | 0 | 2 units | 2 units | 2 units | 3 units | 3 units | 3 units | 3 units | 3 units | 3 units | 3 units | 3 units | 3 units | 3 units | 3 units | 3 units | 3 units | 3 units | 3 units | 3 units | 3 units
Gas - New CCs | 0 | 0 | 0 | 0 | 0 | 0 | 0 | 0 | 0 | 0 | 0 | 0 | 0 | 0 | 0 | 0 | 0 | 0 | 0 | 435 | 435 | 435 | 435 | 435 | 435
Gas - New CTs & Recips | 37.2 | 46.5 | 46.5 | 46.5 | 46.5 | 246.5 | 246.5 | 246.5 | 246.5 | 246.5 | 296.5 | 296.5 | 296.5 | 296.5 | 296.5 | 446.5 | 446.5 | 596.5 | 696.5 | 946.5 | 946.5 | 996.5 | 996.5 | 996.5 | 996.5
Gas - Conversion | 0 | 0 | 0 | 0 | 0 | 0 | 0 | 0 | 0 | 0 | 0 | 0 | 0 | 0 | 0 | 0 | 0 | 0 | 0 | 0 | 0 | 0 | 0 | 0 | 0
Biomass | 0 | 0 | 0 | 0 | 0 | 0 | 0 | 0 | 0 | 0 | 0 | 0 | 0 | 0 | 0 | 0 | 0 | 0 | 0 | 0 | 0 | 0 | 0 | 0 | 0
Wind | 104.47 | 104.47 | 104.47 | 104.47 | 104.47 | 104.47 | 104.47 | 104.47 | 104.47 | 104.47 | 104.47 | 104.47 | 104.47 | 104.47 | 104.47 | 304.47 | 304.47 | 454.47 | 504.47 | 504.47 | 504.47 | 504.47 | 505.97 | 507.47 | 507.47
Solar | 0 | 0 | 0 | 0 | 0 | 0 | 0 | 0 | 0 | 0 | 0 | 0 | 0 | 0 | 0 | 0 | 0 | 0 | 0 | 0 | 0 | 0 | 0 | 0 | 0
CAES | 0 | 0 | 0 | 0 | 0 | 0 | 0 | 0 | 0 | 0 | 0 | 0 | 0 | 0 | 0 | 0 | 0 | 0 | 0 | 0 | 0 | 0 | 0 | 0 | 0
Demand Response | 0 | 0 | 0 | 0 | 0 | 0 | 0 | 0 | 0 | 0 | 0 | 0 | 0 | 0 | 0 | 0 | 0 | 0 | 0 | 0 | 0 | 0 | 0 | 0 | 0
Battery 1hr | 10 | 10 | 10 | 10 | 10 | 10 | 10 | 10 | 10 | 10 | 10 | 10 | 10 | 10 | 10 | 10 | 10 | 10 | 10 | 10 | 10 | 10 | 10 | 10 | 10
Battery 4hr | 3 | 3 | 3 | 3 | 3 | 3 | 3 | 3 | 3 | 3 | 3 | 3 | 3 | 3 | 3 | 3 | 3 | 3 | 3 | 3 | 3 | 3 | 4 | 5 | 5
2.0C | MW/units
Generator Year | 2021 | 2022 | 2023 | 2024 | 2025 | 2026 | 2027 | 2028 | 2029 | 2030 | 2031 | 2032 | 2033 | 2034 | 2035 | 2036 | 2037 | 2038 | 2039 | 2040 | 2041 | 2042 | 2043 | 2044 | 2045
Existing Coal Retirements | 0 | 0 | 0 | 0 | 0 | 1 unit | 1 unit | 1 unit | 1 unit | 1 unit | 1 unit | 1 unit | 1 unit | 1 unit | 1 unit | 1 unit | 1 unit | 2 units | 2 units | 7 units | 7 units | 7 units | 7 units | 7 units | 7 units
Existing Gas Retirements | 0 | 0 | 0 | 0 | 0 | 2 units | 2 units | 2 units | 3 units | 3 units | 3 units | 3 units | 3 units | 3 units | 3 units | 3 units | 3 units | 3 units | 3 units | 3 units | 3 units | 3 units | 3 units | 3 units | 3 units
Gas - New CCs | 0 | 0 | 0 | 0 | 0 | 0 | 0 | 0 | 0 | 0 | 0 | 0 | 0 | 0 | 0 | 0 | 0 | 0 | 0 | 290 | 290 | 290 | 290 | 290 | 290
Gas - New CTs & Recips | 37.2 | 46.5 | 46.5 | 46.5 | 46.5 | 255.8 | 255.8 | 255.8 | 365.1 | 365.1 | 365.1 | 414.1 | 414.1 | 414.1 | 414.1 | 514.1 | 514.1 | 614.1 | 614.1 | 714.1 | 714.1 | 714.1 | 764.1 | 764.1 | 764.1
Gas - Conversion | 0 | 0 | 0 | 0 | 0 | 0 | 0 | 0 | 0 | 0 | 0 | 0 | 0 | 0 | 0 | 0 | 0 | 0 | 0 | 0 | 0 | 0 | 0 | 0 | 0
Biomass | 0 | 0 | 0 | 0 | 0 | 0 | 0 | 0 | 0 | 0 | 0 | 0 | 0 | 0 | 0 | 0 | 0 | 0 | 0 | 0 | 0 | 0 | 0 | 0 | 0
Wind | 104.4648 | 104.4648 | 104.4648 | 104.4648 | 104.4648 | 104.4648 | 104.4648 | 104.4648 | 104.4648 | 104.4648 | 104.4648 | 104.4648 | 104.4648 | 104.4648 | 104.4648 | 104.4648 | 104.4648 | 104.4648 | 404.4648 | 454.4648 | 504.4648 | 504.4648 | 504.4648 | 504.4648 | 504.4648
Solar | 0 | 0 | 0 | 0 | 0 | 0 | 0 | 0 | 0 | 0 | 0 | 0 | 0 | 0 | 0 | 0 | 0 | 0 | 0 | 0 | 0 | 0 | 0 | 0 | 0
CAES | 0 | 0 | 0 | 0 | 0 | 0 | 0 | 0 | 0 | 0 | 0 | 0 | 0 | 0 | 0 | 0 | 0 | 0 | 0 | 0 | 0 | 0 | 0 | 0 | 0
Demand Response | 0 | 0 | 0 | 0 | 0 | 0 | 0 | 0 | 0 | 0 | 0 | 0 | 0 | 0 | 0 | 0 | 0 | 0 | 0 | 0 | 0 | 0 | 0 | 0 | 0
Firm Imports | 0 | 0 | 0 | 85 | 85 | 85 | 85 | 85 | 85 | 85 | 85 | 85 | 85 | 85 | 85 | 85 | 85 | 85 | 135 | 435 | 435 | 435 | 435 | 435 | 435
Battery 1hr | 0 | 0 | 0 | 0 | 0 | 0 | 0 | 0 | 0 | 0 | 0 | 0 | 0 | 0 | 0 | 0 | 0 | 0 | 0 | 0 | 0 | 0 | 0 | 0 | 0
Battery 4hr | 13 | 13 | 33 | 33 | 33 | 33 | 33 | 33 | 33 | 33 | 33 | 33 | 33 | 33 | 33 | 33 | 33 | 33 | 33 | 33 | 33 | 33 | 33 | 33 | 33
2.1A | MW/units
Generator Year | 2021 | 2022 | 2023 | 2024 | 2025 | 2026 | 2027 | 2028 | 2029 | 2030 | 2031 | 2032 | 2033 | 2034 | 2035 | 2036 | 2037 | 2038 | 2039 | 2040 | 2041 | 2042 | 2043 | 2044 | 2045
Existing Coal Retirements | 0 | 0 | 0 | 0 | 0 | 0 | 0 | 0 | 0 | 0 | 0 | 0 | 0 | 1 unit | 1 unit | 1 unit | 1 unit | 2 units | 3 units | 7 units | 7 units | 7 units | 7 units | 7 units | 7 units
Existing Gas Retirements | 0 | 0 | 0 | 0 | 0 | 2 units | 2 units | 2 units | 2 units | 2 units | 2 units | 2 units | 2 units | 2 units | 2 units | 2 units | 2 units | 2 units | 2 units | 2 units | 2 units | 2 units | 2 units | 2 units | 2 units
Gas - New CCs | 0 | 0 | 0 | 0 | 0 | 0 | 0 | 0 | 0 | 0 | 0 | 0 | 0 | 0 | 0 | 0 | 0 | 145 | 145 | 580 | 580 | 580 | 580 | 580 | 580
Gas - New CTs & Recips | 46.5 | 96.5 | 96.5 | 146.5 | 196.5 | 446.5 | 446.5 | 446.5 | 496.5 | 496.5 | 496.5 | 496.5 | 505.8 | 655.8 | 705.8 | 705.8 | 755.8 | 755.8 | 915.1 | 1065.1 | 1065.1 | 1065.1 | 1065.1 | 1065.1 | 1065.1
Gas - Conversion | 0 | 0 | 0 | 0 | 0 | 0 | 0 | 0 | 0 | 0 | 0 | 0 | 0 | 0 | 0 | 0 | 0 | 0 | 0 | 0 | 0 | 0 | 0 | 0 | 0
Biomass | 0 | 0 | 0 | 0 | 0 | 0 | 0 | 0 | 0 | 0 | 0 | 0 | 0 | 0 | 0 | 0 | 0 | 0 | 0 | 0 | 0 | 0 | 0 | 0 | 0
Wind | 99.97 | 99.97 | 99.97 | 99.97 | 105.97 | 105.97 | 105.97 | 105.97 | 105.97 | 105.97 | 455.97 | 505.97 | 605.97 | 610.46 | 610.46 | 610.46 | 610.46 | 610.46 | 610.46 | 685.43 | 719.91 | 731.9 | 760.39 | 796.37 | 830.85
Solar | 0 | 0 | 0 | 0 | 0 | 0 | 0 | 0 | 0 | 0 | 0 | 0 | 0 | 0 | 0 | 0 | 0 | 0 | 0 | 0 | 0 | 0 | 0 | 0 | 0
CAES | 0 | 0 | 0 | 0 | 0 | 0 | 0 | 0 | 0 | 0 | 0 | 0 | 0 | 0 | 0 | 0 | 0 | 0 | 0 | 0 | 0 | 0 | 0 | 0 | 0
Demand Response | 0 | 0 | 0 | 0 | 0 | 0 | 0 | 0 | 0 | 0 | 0 | 0 | 0 | 0 | 0 | 0 | 0 | 0 | 0 | 0 | 0 | 0 | 0 | 0 | 0
Battery 1hr | 10 | 10 | 10 | 20 | 20 | 20 | 20 | 20 | 20 | 20 | 20 | 20 | 20 | 20 | 20 | 20 | 20 | 20 | 20 | 20 | 20 | 20 | 20 | 20 | 20
Battery 4hr | 0 | 0 | 10 | 10 | 14 | 14 | 14 | 14 | 14 | 14 | 14 | 14 | 14 | 17 | 17 | 17 | 17 | 17 | 17 | 67 | 90 | 98 | 117 | 141 | 164
2.1B | MW/units
Generator Year | 2021 | 2022 | 2023 | 2024 | 2025 | 2026 | 2027 | 2028 | 2029 | 2030 | 2031 | 2032 | 2033 | 2034 | 2035 | 2036 | 2037 | 2038 | 2039 | 2040 | 2041 | 2042 | 2043 | 2044 | 2045
Existing Coal Retirements | 0 | 0 | 0 | 0 | 0 | 1 unit | 1 unit | 1 unit | 1 unit | 1 unit | 1 unit | 1 unit | 1 unit | 1 unit | 1 unit | 1 unit | 1 unit | 2 units | 2 units | 7 units | 7 units | 7 units | 7 units | 7 units | 7 units
Existing Gas Retirements | 0 | 0 | 0 | 0 | 0 | 2 units | 2 units | 2 units | 2 units | 2 units | 2 units | 2 units | 2 units | 2 units | 2 units | 2 units | 2 units | 2 units | 2 units | 2 units | 2 units | 2 units | 2 units | 2 units | 2 units
Gas - New CCs | 0 | 0 | 0 | 0 | 0 | 0 | 0 | 0 | 0 | 0 | 0 | 0 | 0 | 0 | 0 | 0 | 0 | 0 | 0 | 290 | 290 | 290 | 290 | 290 | 290
Gas - New CTs & Recips | 46.5 | 46.5 | 46.5 | 46.5 | 96.5 | 396.5 | 446.5 | 496.5 | 546.5 | 546.5 | 546.5 | 546.5 | 546.5 | 596.5 | 596.5 | 596.5 | 696.5 | 846.5 | 846.5 | 946.5 | 946.5 | 946.5 | 946.5 | 946.5 | 955.8
Gas - Conversion | 0 | 0 | 0 | 0 | 0 | 0 | 0 | 0 | 0 | 0 | 0 | 0 | 0 | 0 | 0 | 0 | 0 | 0 | 0 | 0 | 0 | 0 | 0 | 0 | 0
Biomass | 0 | 0 | 0 | 0 | 0 | 0 | 0 | 0 | 0 | 0 | 0 | 0 | 0 | 0 | 0 | 0 | 0 | 0 | 0 | 0 | 0 | 0 | 0 | 0 | 0
Wind | 51.4663 | 51.4663 | 51.4663 | 51.4663 | 51.4663 | 51.4663 | 101.4663 | 101.4663 | 101.4663 | 101.4663 | 101.4663 | 101.4663 | 101.4663 | 101.4663 | 101.4663 | 101.4663 | 101.4663 | 101.4663 | 101.4663 | 351.4663 | 501.4663 | 501.4663 | 501.4663 | 501.4663 | 501.4663
Solar | 0 | 0 | 0 | 0 | 0 | 0 | 0 | 0 | 0 | 0 | 0 | 0 | 0 | 0 | 0 | 0 | 0 | 0 | 0 | 0 | 0 | 0 | 0 | 0 | 0
CAES | 0 | 0 | 0 | 0 | 0 | 0 | 0 | 0 | 0 | 0 | 0 | 0 | 0 | 0 | 0 | 0 | 0 | 0 | 0 | 0 | 0 | 0 | 0 | 0 | 0
Demand Response | 0 | 0 | 0 | 0 | 0 | 0 | 0 | 0 | 0 | 0 | 0 | 0 | 0 | 0 | 0 | 0 | 0 | 0 | 0 | 0 | 0 | 0 | 0 | 0 | 0
Firm Imports | 0 | 80 | 80 | 165 | 165 | 165 | 165 | 165 | 165 | 165 | 165 | 165 | 165 | 165 | 165 | 165 | 165 | 165 | 165 | 465 | 515 | 515 | 515 | 515 | 515
Battery 1hr | 10 | 10 | 10 | 10 | 10 | 30 | 30 | 30 | 30 | 30 | 30 | 30 | 30 | 30 | 50 | 50 | 50 | 50 | 50 | 50 | 50 | 50 | 50 | 50 | 50
Battery 4hr | 1 | 1 | 1 | 1 | 1 | 1 | 1 | 1 | 1 | 1 | 1 | 1 | 1 | 1 | 1 | 1 | 1 | 1 | 1 | 1 | 1 | 1 | 1 | 1 | 1
2.1C | MW/units
Generator Year | 2021 | 2022 | 2023 | 2024 | 2025 | 2026 | 2027 | 2028 | 2029 | 2030 | 2031 | 2032 | 2033 | 2034 | 2035 | 2036 | 2037 | 2038 | 2039 | 2040 | 2041 | 2042 | 2043 | 2044 | 2045
Existing Coal Retirements | 0 | 0 | 0 | 0 | 0 | 0 | 0 | 0 | 0 | 0 | 0 | 0 | 0 | 1 unit | 1 unit | 2 units | 2 units | 3 units | 4 units | 7 units | 7 units | 7 units | 7 units | 7 units | 7 units
Existing Gas Retirements | 0 | 0 | 0 | 0 | 0 | 2 units | 2 units | 2 units | 2 units | 2 units | 2 units | 2 units | 2 units | 2 units | 2 units | 2 units | 2 units | 2 units | 2 units | 2 units | 2 units | 2 units | 2 units | 2 units | 2 units
Gas - New CCs | 0 | 0 | 0 | 0 | 0 | 0 | 0 | 0 | 0 | 0 | 0 | 0 | 0 | 145 | 145 | 145 | 145 | 145 | 290 | 290 | 290 | 290 | 290 | 290 | 290
Gas - New CTs & Recips | 55.8 | 55.8 | 55.8 | 55.8 | 55.8 | 205.8 | 255.8 | 305.8 | 355.8 | 355.8 | 355.8 | 405.8 | 405.8 | 405.8 | 405.8 | 515.1 | 515.1 | 524.4 | 524.4 | 724.4 | 724.4 | 774.4 | 774.4 | 774.4 | 824.4
Gas - Conversion | 0 | 0 | 0 | 0 | 0 | 0 | 0 | 0 | 0 | 0 | 0 | 0 | 0 | 0 | 0 | 0 | 0 | 0 | 0 | 0 | 0 | 0 | 0 | 0 | 0
Biomass | 0 | 0 | 0 | 0 | 0 | 0 | 0 | 0 | 0 | 0 | 0 | 0 | 0 | 0 | 0 | 0 | 0 | 0 | 0 | 0 | 0 | 0 | 0 | 0 | 0
Wind | 49.967 | 49.967 | 49.967 | 51.4663 | 57.4633 | 57.4633 | 107.4633 | 107.4633 | 107.4633 | 107.4633 | 107.4633 | 107.4633 | 107.4633 | 107.4633 | 162.9355 | 248.3928 | 498.3928 | 548.3928 | 748.3928 | 748.3928 | 748.3928 | 748.3928 | 748.3928 | 748.3928 | 748.3928
Solar | 0 | 0 | 0 | 0 | 0 | 0 | 0 | 0 | 0 | 0 | 0 | 0 | 0 | 0 | 0 | 0 | 0 | 0 | 0 | 0 | 0 | 0 | 0 | 0 | 0
CAES | 0 | 0 | 0 | 0 | 0 | 0 | 0 | 0 | 0 | 0 | 0 | 0 | 0 | 0 | 0 | 0 | 0 | 0 | 0 | 0 | 0 | 0 | 0 | 0 | 0
Demand Response | 0 | 0 | 0 | 0 | 0 | 0 | 0 | 0 | 0 | 0 | 0 | 0 | 0 | 0 | 0 | 0 | 0 | 0 | 0 | 0 | 0 | 0 | 0 | 0 | 0
Firm Imports | 0 | 80 | 80 | 165 | 165 | 165 | 165 | 165 | 165 | 165 | 165 | 165 | 165 | 165 | 165 | 165 | 165 | 315 | 315 | 615 | 615 | 615 | 615 | 615 | 615
Battery 1hr | 10 | 10 | 10 | 10 | 10 | 10 | 10 | 10 | 10 | 10 | 10 | 10 | 10 | 10 | 10 | 10 | 10 | 10 | 10 | 10 | 10 | 10 | 10 | 10 | 10
Battery 4hr | 0 | 0 | 0 | 1 | 5 | 5 | 5 | 5 | 5 | 5 | 5 | 5 | 5 | 5 | 42 | 99 | 99 | 99 | 99 | 99 | 99 | 99 | 99 | 99 | 99
2.1C.S1 (MID DSM) | MW/units
Generator Year | 2021 | 2022 | 2023 | 2024 | 2025 | 2026 | 2027 | 2028 | 2029 | 2030 | 2031 | 2032 | 2033 | 2034 | 2035 | 2036 | 2037 | 2038 | 2039 | 2040 | 2041 | 2042 | 2043 | 2044 | 2045
Existing Coal Retirements | 0 | 0 | 0 | 0 | 0 | 0 | 0 | 0 | 0 | 0 | 0 | 0 | 0 | 0 | 0 | 0 | 0 | 1 unit | 1 unit | 7 units | 7 units | 7 units | 7 units | 7 units | 7 units
Existing Gas Retirements | 0 | 0 | 0 | 0 | 0 | 2 units | 2 units | 2 units | 2 units | 2 units | 2 units | 2 units | 2 units | 2 units | 2 units | 2 units | 2 units | 2 units | 2 units | 2 units | 2 units | 2 units | 2 units | 2 units | 3 units
Gas - New CCs | 0 | 0 | 0 | 0 | 145 | 145 | 145 | 145 | 145 | 145 | 145 | 145 | 145 | 145 | 145 | 145 | 145 | 145 | 145 | 435 | 435 | 435 | 435 | 435 | 435
Gas - New CTs & Recips | 46.5 | 46.5 | 46.5 | 46.5 | 46.5 | 105.8 | 205.8 | 255.8 | 255.8 | 255.8 | 255.8 | 255.8 | 255.8 | 304.8 | 304.8 | 354.8 | 354.8 | 504.8 | 554.8 | 654.8 | 704.8 | 754.8 | 754.8 | 754.8 | 804.8
Gas - Conversion | 0 | 0 | 0 | 0 | 0 | 0 | 0 | 0 | 0 | 0 | 0 | 0 | 0 | 0 | 0 | 0 | 0 | 0 | 0 | 0 | 0 | 0 | 0 | 0 | 0
Biomass | 0 | 0 | 0 | 0 | 0 | 0 | 0 | 0 | 0 | 0 | 0 | 0 | 0 | 0 | 0 | 0 | 0 | 0 | 0 | 0 | 0 | 0 | 0 | 0 | 0
Wind | 51.4663 | 51.4663 | 51.4663 | 51.4663 | 101.4663 | 101.4663 | 101.4663 | 101.4663 | 101.4663 | 101.4663 | 101.4663 | 101.4663 | 101.4663 | 101.4663 | 101.4663 | 101.4663 | 101.4663 | 601.4663 | 601.4663 | 601.4663 | 601.4663 | 601.4663 | 601.4663 | 601.4663 | 601.4663
Solar | 0 | 0 | 0 | 0 | 0 | 0 | 0 | 0 | 0 | 0 | 0 | 0 | 0 | 0 | 0 | 0 | 0 | 0 | 0 | 0 | 0 | 0 | 0 | 0 | 0
CAES | 0 | 0 | 0 | 0 | 0 | 0 | 0 | 0 | 0 | 0 | 0 | 0 | 0 | 0 | 0 | 0 | 0 | 0 | 0 | 0 | 0 | 0 | 0 | 0 | 0
Demand Response | 0 | 0 | 0 | 0 | 0 | 0 | 0 | 0 | 0 | 0 | 0 | 0 | 0 | 0 | 0 | 0 | 0 | 0 | 0 | 0 | 0 | 0 | 0 | 0 | 0
Firm Imports | 0 | 80 | 80 | 80 | 80 | 80 | 80 | 80 | 80 | 80 | 80 | 80 | 80 | 80 | 80 | 80 | 80 | 80 | 80 | 530 | 530 | 530 | 530 | 530 | 615
Battery 1hr | 10 | 10 | 10 | 10 | 10 | 10 | 10 | 10 | 10 | 10 | 10 | 10 | 10 | 10 | 10 | 10 | 10 | 10 | 10 | 10 | 10 | 10 | 10 | 10 | 10
Battery 4hr | 1 | 11 | 11 | 11 | 11 | 11 | 11 | 11 | 11 | 11 | 11 | 11 | 11 | 11 | 11 | 11 | 11 | 11 | 11 | 11 | 11 | 11 | 11 | 11 | 11
2.1C.S2 (LOW WIND COST) | MW/units
Generator Year | 2021 | 2022 | 2023 | 2024 | 2025 | 2026 | 2027 | 2028 | 2029 | 2030 | 2031 | 2032 | 2033 | 2034 | 2035 | 2036 | 2037 | 2038 | 2039 | 2040 | 2041 | 2042 | 2043 | 2044 | 2045
Existing Coal Retirements | 0 | 0 | 0 | 0 | 0 | 1 unit | 1 unit | 1 unit | 1 unit | 1 unit | 1 unit | 1 unit | 1 unit | 1 unit | 1 unit | 2 units | 2 units | 3 units | 3 units | 7 units | 7 units | 7 units | 7 units | 7 units | 7 units
Existing Gas Retirements | 0 | 0 | 0 | 0 | 0 | 2 units | 2 units | 2 units | 2 units | 2 units | 2 units | 2 units | 2 units | 2 units | 2 units | 2 units | 3 units | 3 units | 3 units | 3 units | 3 units | 3 units | 3 units | 3 units | 3 units
Gas - New CCs | 0 | 0 | 0 | 0 | 0 | 0 | 0 | 0 | 0 | 0 | 0 | 0 | 0 | 0 | 0 | 0 | 0 | 0 | 0 | 290 | 290 | 290 | 290 | 290 | 290
Gas - New CTs & Recips | 37.2 | 55.8 | 55.8 | 55.8 | 55.8 | 405.8 | 405.8 | 455.8 | 505.8 | 505.8 | 505.8 | 505.8 | 505.8 | 555.8 | 555.8 | 705.8 | 805.8 | 955.8 | 955.8 | 1055.8 | 1055.8 | 1055.8 | 1055.8 | 1055.8 | 1055.8
Gas - Conversion | 0 | 0 | 0 | 0 | 0 | 0 | 0 | 0 | 0 | 0 | 0 | 0 | 0 | 0 | 0 | 0 | 0 | 0 | 0 | 0 | 0 | 0 | 0 | 0 | 0
Biomass | 0 | 0 | 0 | 0 | 0 | 0 | 0 | 0 | 0 | 0 | 0 | 0 | 0 | 0 | 0 | 0 | 0 | 0 | 0 | 0 | 0 | 0 | 0 | 0 | 0
Wind | 108.9625 | 117.958 | 117.958 | 117.958 | 117.958 | 117.958 | 117.958 | 117.958 | 167.958 | 367.958 | 367.958 | 367.958 | 367.958 | 367.958 | 567.958 | 567.958 | 635.949 | 640.4468 | 688.4228 | 688.4228 | 688.4228 | 688.4228 | 700.4168 | 752.8905 | 769.3823
Solar | 0 | 0 | 0 | 0 | 0 | 0 | 0 | 0 | 0 | 0 | 0 | 0 | 0 | 0 | 0 | 0 | 0 | 0 | 0 | 0 | 0 | 0 | 0 | 0 | 0
CAES | 0 | 0 | 0 | 0 | 0 | 0 | 0 | 0 | 0 | 0 | 0 | 0 | 0 | 0 | 0 | 0 | 0 | 0 | 0 | 0 | 0 | 0 | 0 | 0 | 0
Demand Response | 0 | 0 | 0 | 0 | 0 | 0 | 0 | 0 | 0 | 0 | 0 | 0 | 0 | 0 | 0 | 0 | 0 | 0 | 0 | 0 | 0 | 0 | 0 | 0 | 0
Firm Imports | 0 | 0 | 0 | 165 | 165 | 165 | 165 | 165 | 165 | 165 | 165 | 165 | 165 | 165 | 165 | 165 | 165 | 165 | 165 | 415 | 415 | 415 | 415 | 415 | 415
Battery 1hr | 10 | 10 | 10 | 10 | 10 | 10 | 10 | 10 | 10 | 10 | 10 | 10 | 10 | 10 | 10 | 10 | 10 | 10 | 10 | 10 | 10 | 10 | 10 | 10 | 10
Battery 4hr | 6 | 42 | 42 | 42 | 42 | 42 | 42 | 42 | 42 | 42 | 52 | 52 | 52 | 52 | 52 | 52 | 64 | 67 | 99 | 99 | 99 | 99 | 107 | 142 | 153
2.2A | MW/units
Generator Year | 2021 | 2022 | 2023 | 2024 | 2025 | 2026 | 2027 | 2028 | 2029 | 2030 | 2031 | 2032 | 2033 | 2034 | 2035 | 2036 | 2037 | 2038 | 2039 | 2040 | 2041 | 2042 | 2043 | 2044 | 2045
Existing Coal Retirements | 0 | 0 | 0 | 0 | 0 | 0 | 0 | 0 | 0 | 0 | 0 | 0 | 0 | 0 | 0 | 0 | 2 units | 2 units | 2 units | 7 units | 7 units | 7 units | 7 units | 7 units | 7 units
Existing Gas Retirements | 0 | 0 | 0 | 0 | 0 | 2 units | 2 units | 2 units | 2 units | 2 units | 2 units | 2 units | 2 units | 2 units | 2 units | 2 units | 2 units | 2 units | 2 units | 2 units | 2 units | 2 units | 2 units | 2 units | 2 units
Gas - New CCs | 0 | 0 | 0 | 0 | 0 | 0 | 0 | 145 | 145 | 145 | 145 | 145 | 145 | 145 | 145 | 145 | 145 | 145 | 145 | 870 | 870 | 870 | 870 | 870 | 870
Gas - New CTs & Recips | 46.5 | 96.5 | 196.5 | 346.5 | 446.5 | 696.5 | 696.5 | 696.5 | 696.5 | 696.5 | 746.5 | 746.5 | 746.5 | 746.5 | 746.5 | 796.5 | 846.5 | 896.5 | 946.5 | 996.5 | 996.5 | 996.5 | 996.5 | 996.5 | 996.5
Gas - Conversion | 0 | 0 | 0 | 0 | 0 | 0 | 0 | 0 | 0 | 0 | 0 | 0 | 0 | 0 | 0 | 0 | 304 | 304 | 304 | 304 | 304 | 304 | 304 | 304 | 304
Biomass | 0 | 0 | 0 | 0 | 0 | 0 | 0 | 0 | 0 | 0 | 0 | 0 | 0 | 0 | 0 | 0 | 0 | 0 | 0 | 0 | 0 | 0 | 0 | 0 | 0
Wind | 57.4633 | 57.4633 | 57.4633 | 57.4633 | 147.943 | 147.943 | 147.943 | 147.943 | 147.943 | 147.943 | 147.943 | 222.9055 | 243.895 | 693.895 | 843.895 | 843.895 | 867.883 | 867.883 | 867.883 | 867.883 | 890.3718 | 944.3448 | 995.3193 | 1044.7946 | 1088.2728
Solar | 0 | 0 | 0 | 0 | 0 | 0 | 0 | 0 | 0 | 0 | 0 | 0 | 0 | 0 | 0 | 0 | 0 | 0 | 0 | 0 | 0 | 0 | 0 | 0 | 0
CAES | 0 | 0 | 0 | 0 | 0 | 0 | 0 | 0 | 0 | 0 | 0 | 0 | 0 | 0 | 0 | 0 | 0 | 0 | 0 | 0 | 0 | 0 | 0 | 0 | 0
Demand Response | 0 | 0 | 0 | 0 | 0 | 0 | 0 | 0 | 0 | 82 | 82 | 82 | 82 | 82 | 82 | 82 | 82 | 82 | 82 | 82 | 82 | 82 | 82 | 82 | 82
Battery 1hr | 10 | 10 | 10 | 10 | 10 | 10 | 10 | 10 | 10 | 10 | 10 | 10 | 20 | 20 | 20 | 20 | 20 | 20 | 20 | 20 | 20 | 20 | 20 | 20 | 20
Battery 4hr | 5 | 5 | 5 | 5 | 32 | 32 | 32 | 32 | 32 | 32 | 32 | 82 | 96 | 96 | 96 | 96 | 112 | 112 | 112 | 112 | 127 | 163 | 197 | 230 | 259
2.2C | MW/units
Generator Year | 2021 | 2022 | 2023 | 2024 | 2025 | 2026 | 2027 | 2028 | 2029 | 2030 | 2031 | 2032 | 2033 | 2034 | 2035 | 2036 | 2037 | 2038 | 2039 | 2040 | 2041 | 2042 | 2043 | 2044 | 2045
Existing Coal Retirements | 0 | 0 | 0 | 0 | 0 | 0 | 0 | 0 | 0 | 0 | 0 | 0 | 0 | 0 | 0 | 0 | 0 | 1 unit | 1 unit | 7 units | 7 units | 7 units | 7 units | 7 units | 7 units
Existing Gas Retirements | 0 | 0 | 0 | 0 | 0 | 2 units | 2 units | 2 units | 2 units | 2 units | 2 units | 2 units | 2 units | 2 units | 2 units | 2 units | 2 units | 2 units | 2 units | 2 units | 2 units | 2 units | 2 units | 2 units | 2 units
Gas - New CCs | 0 | 0 | 0 | 0 | 0 | 0 | 0 | 0 | 145 | 145 | 145 | 145 | 145 | 145 | 145 | 145 | 145 | 290 | 290 | 580 | 580 | 580 | 580 | 580 | 580
Gas - New CTs & Recips | 65.1 | 65.1 | 65.1 | 115.1 | 265.1 | 515.1 | 565.1 | 593 | 593 | 593 | 593 | 643 | 643 | 643 | 652.3 | 752.3 | 802.3 | 802.3 | 802.3 | 1002.3 | 1002.3 | 1052.3 | 1052.3 | 1102.3 | 1102.3
Gas - Conversion | 0 | 0 | 0 | 0 | 0 | 0 | 0 | 0 | 0 | 0 | 0 | 0 | 0 | 0 | 0 | 0 | 0 | 0 | 0 | 0 | 0 | 0 | 0 | 0 | 0
Biomass | 0 | 0 | 0 | 0 | 0 | 0 | 0 | 0 | 0 | 0 | 0 | 0 | 0 | 0 | 0 | 0 | 0 | 0 | 0 | 0 | 0 | 0 | 0 | 0 | 0
Wind | 54.4648 | 54.4648 | 55.964 | 55.964 | 58.9625 | 58.9625 | 108.9625 | 110.4618 | 110.4618 | 110.4618 | 110.4618 | 110.4618 | 110.4618 | 510.4618 | 619.4573 | 619.4573 | 669.4573 | 719.4573 | 719.4573 | 719.4573 | 719.4573 | 719.4573 | 723.955 | 723.955 | 723.955
Solar | 0 | 0 | 0 | 0 | 0 | 0 | 0 | 0 | 0 | 0 | 0 | 0 | 0 | 0 | 0 | 0 | 0 | 0 | 0 | 0 | 0 | 0 | 0 | 0 | 0
CAES | 0 | 0 | 0 | 0 | 0 | 0 | 0 | 0 | 0 | 0 | 0 | 0 | 0 | 0 | 0 | 0 | 0 | 0 | 0 | 0 | 0 | 0 | 0 | 0 | 0
Demand Response | 0 | 0 | 0 | 0 | 0 | 0 | 0 | 0 | 0 | 82 | 82 | 82 | 82 | 82 | 82 | 82 | 82 | 82 | 82 | 82 | 82 | 82 | 82 | 82 | 82
Firm Imports | 0 | 80 | 80 | 165 | 165 | 165 | 165 | 165 | 165 | 165 | 165 | 165 | 165 | 165 | 165 | 165 | 165 | 165 | 215 | 615 | 615 | 615 | 615 | 615 | 615
Battery 1hr | 10 | 10 | 20 | 20 | 20 | 20 | 20 | 20 | 20 | 20 | 20 | 20 | 20 | 20 | 20 | 20 | 20 | 20 | 20 | 20 | 20 | 20 | 20 | 20 | 20
Battery 4hr | 3 | 3 | 4 | 4 | 6 | 6 | 6 | 7 | 7 | 7 | 7 | 7 | 7 | 7 | 13 | 13 | 13 | 13 | 13 | 13 | 13 | 13 | 16 | 16 | 16
3.1B | MW/units
Generator Year | 2021 | 2022 | 2023 | 2024 | 2025 | 2026 | 2027 | 2028 | 2029 | 2030 | 2031 | 2032 | 2033 | 2034 | 2035 | 2036 | 2037 | 2038 | 2039 | 2040 | 2041 | 2042 | 2043 | 2044 | 2045
Existing Coal Retirements | 0 | 0 | 0 | 0 | 0 | 1 unit | 1 unit | 1 unit | 2 units | 7 units | 7 units | 7 units | 7 units | 7 units | 7 units | 7 units | 7 units | 7 units | 7 units | 7 units | 7 units | 7 units | 7 units | 7 units | 7 units
Existing Gas Retirements | 0 | 0 | 0 | 0 | 0 | 2 units | 2 units | 2 units | 2 units | 2 units | 2 units | 2 units | 2 units | 2 units | 2 units | 2 units | 2 units | 2 units | 2 units | 2 units | 2 units | 2 units | 2 units | 2 units | 3 units
Gas - New CCs | 0 | 0 | 0 | 0 | 0 | 0 | 0 | 0 | 145 | 435 | 435 | 435 | 435 | 435 | 435 | 435 | 435 | 435 | 435 | 435 | 435 | 435 | 435 | 435 | 435
Gas - New CTs & Recips | 46.5 | 55.8 | 105.8 | 105.8 | 105.8 | 355.8 | 405.8 | 455.8 | 455.8 | 905.8 | 905.8 | 905.8 | 955.8 | 955.8 | 955.8 | 955.8 | 1054.8 | 1054.8 | 1054.8 | 1054.8 | 1104.8 | 1104.8 | 1104.8 | 1104.8 | 1104.8
Gas - Conversion | 0 | 0 | 0 | 0 | 0 | 0 | 0 | 0 | 0 | 0 | 0 | 0 | 0 | 0 | 0 | 0 | 0 | 0 | 0 | 0 | 0 | 0 | 0 | 0 | 0
Biomass | 0 | 0 | 0 | 0 | 0 | 0 | 0 | 0 | 0 | 0 | 0 | 0 | 0 | 0 | 0 | 0 | 0 | 0 | 0 | 0 | 0 | 0 | 0 | 0 | 0
Wind | 49.967 | 51.4663 | 101.4663 | 101.4663 | 108.9625 | 108.9625 | 116.4588 | 116.4588 | 116.4588 | 129.952 | 129.952 | 173.4303 | 173.4303 | 573.4303 | 573.4303 | 573.4303 | 573.4303 | 573.4303 | 573.4303 | 573.4303 | 573.4303 | 573.4303 | 573.4303 | 619.907 | 619.907
Solar | 0 | 0 | 0 | 0 | 0 | 0 | 0 | 0 | 0 | 0 | 0 | 0 | 0 | 0 | 0 | 0 | 0 | 0 | 0 | 0 | 0 | 0 | 0 | 0 | 0
CAES | 0 | 0 | 0 | 0 | 0 | 0 | 0 | 0 | 0 | 0 | 0 | 0 | 0 | 0 | 0 | 0 | 0 | 0 | 0 | 0 | 0 | 0 | 0 | 0 | 0
Demand Response | 0 | 0 | 0 | 0 | 0 | 0 | 0 | 0 | 0 | 0 | 0 | 0 | 0 | 0 | 0 | 0 | 0 | 0 | 0 | 0 | 0 | 0 | 0 | 0 | 0
Firm Imports | 0 | 0 | 0 | 85 | 165 | 165 | 165 | 165 | 165 | 165 | 165 | 165 | 165 | 165 | 165 | 165 | 165 | 165 | 165 | 165 | 165 | 165 | 165 | 165 | 315
Battery 1hr | 20 | 20 | 20 | 20 | 20 | 20 | 20 | 20 | 20 | 20 | 20 | 20 | 20 | 20 | 20 | 20 | 20 | 20 | 20 | 20 | 20 | 20 | 20 | 20 | 20
Battery 4hr | 0 | 1 | 1 | 1 | 6 | 6 | 11 | 11 | 11 | 20 | 20 | 49 | 49 | 49 | 49 | 49 | 49 | 49 | 49 | 49 | 49 | 49 | 49 | 80 | 80
3.1C | MW/units
Generator Year | 2021 | 2022 | 2023 | 2024 | 2025 | 2026 | 2027 | 2028 | 2029 | 2030 | 2031 | 2032 | 2033 | 2034 | 2035 | 2036 | 2037 | 2038 | 2039 | 2040 | 2041 | 2042 | 2043 | 2044 | 2045
Existing Coal Retirements | 0 | 0 | 0 | 0 | 0 | 1 unit | 1 unit | 1 unit | 2 units | 7 units | 7 units | 7 units | 7 units | 7 units | 7 units | 7 units | 7 units | 7 units | 7 units | 7 units | 7 units | 7 units | 7 units | 7 units | 7 units
Existing Gas Retirements | 0 | 0 | 0 | 0 | 0 | 2 units | 2 units | 2 units | 3 units | 3 units | 3 units | 3 units | 3 units | 3 units | 3 units | 3 units | 3 units | 3 units | 3 units | 3 units | 3 units | 3 units | 3 units | 3 units | 3 units
Gas - New CCs | 0 | 0 | 0 | 0 | 0 | 0 | 0 | 0 | 0 | 145 | 145 | 145 | 145 | 145 | 145 | 145 | 145 | 145 | 145 | 145 | 145 | 145 | 145 | 145 | 145
Gas - New CTs & Recips | 37.2 | 46.5 | 96.5 | 96.5 | 146.5 | 496.5 | 546.5 | 596.5 | 846.5 | 996.5 | 996.5 | 996.5 | 996.5 | 996.5 | 996.5 | 996.5 | 996.5 | 996.5 | 996.5 | 1005.8 | 1005.8 | 1005.8 | 1005.8 | 1005.8 | 1005.8
Gas - Conversion | 0 | 0 | 0 | 0 | 0 | 0 | 0 | 0 | 0 | 0 | 0 | 0 | 0 | 0 | 0 | 0 | 0 | 0 | 0 | 0 | 0 | 0 | 0 | 0 | 0
Biomass | 0 | 0 | 0 | 0 | 0 | 0 | 0 | 0 | 0 | 0 | 0 | 0 | 0 | 0 | 0 | 0 | 0 | 0 | 0 | 0 | 0 | 0 | 0 | 0 | 0
Wind | 108.9625 | 114.9595 | 114.9595 | 114.9595 | 114.9595 | 114.9595 | 114.9595 | 114.9595 | 114.9595 | 706.4138 | 730.4018 | 773.88 | 790.3718 | 827.8531 | 827.8531 | 827.8531 | 827.8531 | 827.8531 | 875.8291 | 875.8291 | 910.3118 | 946.2938 | 1036.2489 | 1036.2489 | 1099.2174
Solar | 0 | 0 | 0 | 0 | 0 | 0 | 0 | 0 | 0 | 0 | 0 | 0 | 0 | 0 | 0 | 0 | 0 | 0 | 0 | 0 | 0 | 0 | 0 | 29.7633 | 29.7477
CAES | 0 | 0 | 0 | 0 | 0 | 0 | 0 | 0 | 0 | 0 | 0 | 0 | 0 | 0 | 0 | 0 | 0 | 0 | 0 | 0 | 0 | 0 | 0 | 0 | 0
Demand Response | 0 | 0 | 0 | 0 | 0 | 0 | 0 | 0 | 0 | 0 | 0 | 0 | 0 | 0 | 0 | 0 | 0 | 0 | 0 | 0 | 0 | 0 | 0 | 0 | 0
Firm Imports | 0 | 0 | 0 | 85 | 85 | 85 | 85 | 85 | 85 | 385 | 385 | 385 | 385 | 385 | 485 | 485 | 485 | 485 | 485 | 485 | 485 | 485 | 485 | 485 | 485
Battery 1hr | 10 | 10 | 10 | 10 | 10 | 10 | 10 | 10 | 10 | 10 | 10 | 10 | 10 | 10 | 10 | 10 | 10 | 10 | 10 | 10 | 10 | 10 | 10 | 10 | 10
Battery 4hr | 6 | 10 | 10 | 10 | 10 | 10 | 10 | 10 | 10 | 71 | 87 | 116 | 127 | 152 | 152 | 152 | 152 | 152 | 184 | 184 | 207 | 231 | 291 | 291 | 333
3.2B | MW/units
Generator Year | 2021 | 2022 | 2023 | 2024 | 2025 | 2026 | 2027 | 2028 | 2029 | 2030 | 2031 | 2032 | 2033 | 2034 | 2035 | 2036 | 2037 | 2038 | 2039 | 2040 | 2041 | 2042 | 2043 | 2044 | 2045
Existing Coal Retirements | 0 | 0 | 0 | 0 | 0 | 1 unit | 1 unit | 1 unit | 2 units | 7 units | 7 units | 7 units | 7 units | 7 units | 7 units | 7 units | 7 units | 7 units | 7 units | 7 units | 7 units | 7 units | 7 units | 7 units | 7 units
Existing Gas Retirements | 0 | 0 | 0 | 0 | 0 | 2 units | 2 units | 2 units | 2 units | 2 units | 2 units | 2 units | 2 units | 2 units | 2 units | 2 units | 2 units | 2 units | 2 units | 2 units | 2 units | 2 units | 3 units | 3 units | 3 units
Gas - New CCs | 0 | 0 | 0 | 0 | 0 | 0 | 0 | 0 | 0 | 290 | 290 | 290 | 290 | 290 | 290 | 290 | 290 | 290 | 290 | 290 | 290 | 290 | 290 | 290 | 290
Gas - New CTs & Recips | 46.5 | 46.5 | 55.8 | 83.7 | 233.7 | 582.7 | 682.7 | 782.7 | 1032.7 | 1082.7 | 1082.7 | 1082.7 | 1082.7 | 1132.7 | 1132.7 | 1132.7 | 1132.7 | 1132.7 | 1132.7 | 1132.7 | 1151.3 | 1151.3 | 1169.9 | 1169.9 | 1169.9
Gas - Conversion | 0 | 0 | 0 | 0 | 0 | 0 | 0 | 0 | 0 | 154 | 154 | 154 | 154 | 154 | 154 | 154 | 154 | 154 | 154 | 154 | 154 | 154 | 154 | 154 | 154
Biomass | 0 | 0 | 0 | 0 | 0 | 0 | 0 | 0 | 0 | 0 | 0 | 0 | 0 | 0 | 0 | 0 | 0 | 0 | 0 | 0 | 0 | 0 | 0 | 0 | 0
Wind | 99.967 | 99.967 | 99.967 | 99.967 | 99.967 | 99.967 | 99.967 | 99.967 | 99.967 | 299.967 | 449.967 | 449.967 | 449.967 | 449.967 | 449.967 | 449.967 | 449.967 | 449.967 | 449.967 | 499.967 | 504.4648 | 603.4153 | 795.3193 | 898.7676 | 898.7676
Solar | 0 | 0 | 0 | 0 | 0 | 0 | 0 | 0 | 0 | 0 | 0 | 0 | 0 | 0 | 0 | 0 | 0 | 0 | 0 | 0 | 0 | 0 | 0 | 0 | 29.7477
CAES | 0 | 0 | 0 | 0 | 0 | 0 | 0 | 0 | 0 | 0 | 0 | 0 | 0 | 0 | 0 | 0 | 0 | 0 | 0 | 0 | 0 | 0 | 0 | 0 | 0
Demand Response | 0 | 0 | 0 | 0 | 0 | 0 | 0 | 0 | 0 | 82 | 82 | 82 | 82 | 82 | 82 | 82 | 82 | 82 | 82 | 82 | 82 | 82 | 82 | 82 | 82
Firm Imports | 0 | 80 | 80 | 165 | 165 | 165 | 165 | 165 | 165 | 365 | 365 | 415 | 415 | 415 | 465 | 515 | 565 | 565 | 615 | 615 | 615 | 615 | 615 | 615 | 615
Battery 1hr | 10 | 10 | 10 | 10 | 10 | 10 | 10 | 10 | 10 | 10 | 10 | 10 | 10 | 10 | 10 | 10 | 10 | 10 | 10 | 10 | 10 | 10 | 10 | 10 | 10
Battery 4hr | 0 | 30 | 30 | 30 | 30 | 30 | 30 | 30 | 30 | 30 | 30 | 30 | 30 | 30 | 30 | 30 | 30 | 30 | 30 | 30 | 33 | 99 | 227 | 296 | 296
3.2C | MW/units
Generator Year | 2021 | 2022 | 2023 | 2024 | 2025 | 2026 | 2027 | 2028 | 2029 | 2030 | 2031 | 2032 | 2033 | 2034 | 2035 | 2036 | 2037 | 2038 | 2039 | 2040 | 2041 | 2042 | 2043 | 2044 | 2045
Existing Coal Retirements | 0 | 0 | 0 | 0 | 0 | 0 | 0 | 0 | 1 unit | 7 units | 7 units | 7 units | 7 units | 7 units | 7 units | 7 units | 7 units | 7 units | 7 units | 7 units | 7 units | 7 units | 7 units | 7 units | 7 units
Existing Gas Retirements | 0 | 0 | 0 | 0 | 0 | 2 units | 2 units | 2 units | 2 units | 2 units | 2 units | 2 units | 2 units | 2 units | 2 units | 2 units | 2 units | 2 units | 2 units | 2 units | 2 units | 2 units | 3 units | 3 units | 3 units
Gas - New CCs | 0 | 0 | 0 | 0 | 0 | 0 | 0 | 0 | 145 | 290 | 290 | 290 | 435 | 435 | 435 | 435 | 435 | 435 | 435 | 435 | 435 | 435 | 435 | 435 | 435
Gas - New CTs & Recips | 46.5 | 46.5 | 115.1 | 115.1 | 315.1 | 465.1 | 515.1 | 615.1 | 665.1 | 865.1 | 914.1 | 964.1 | 964.1 | 964.1 | 964.1 | 964.1 | 1064.1 | 1064.1 | 1064.1 | 1064.1 | 1064.1 | 1064.1 | 1114.1 | 1114.1 | 1114.1
Gas - Conversion | 0 | 0 | 0 | 0 | 0 | 0 | 0 | 0 | 0 | 0 | 0 | 0 | 0 | 0 | 0 | 0 | 0 | 0 | 0 | 0 | 0 | 0 | 0 | 0 | 0
Biomass | 0 | 0 | 0 | 0 | 0 | 0 | 0 | 0 | 0 | 0 | 0 | 0 | 0 | 0 | 0 | 0 | 0 | 0 | 0 | 0 | 0 | 0 | 0 | 0 | 0
Wind | 49.967 | 99.967 | 99.967 | 99.967 | 99.967 | 99.967 | 99.967 | 99.967 | 99.967 | 646.4438 | 646.4438 | 646.4438 | 646.4438 | 696.4438 | 746.4438 | 807.913 | 827.4033 | 827.4033 | 863.3853 | 921.8561 | 966.8336 | 1047.7931 | 1187.2234 | 1299.6671 | 1299.6671
Solar | 0 | 0 | 0 | 0 | 0 | 0 | 0 | 0 | 0 | 0 | 0 | 0 | 0 | 0 | 0 | 0 | 0 | 0 | 0 | 0 | 0 | 0 | 0 | 0 | 29.7477
CAES | 0 | 0 | 0 | 0 | 0 | 0 | 0 | 0 | 0 | 0 | 0 | 0 | 0 | 0 | 0 | 0 | 0 | 0 | 0 | 0 | 0 | 0 | 0 | 0 | 0
Demand Response | 0 | 0 | 0 | 0 | 0 | 0 | 0 | 0 | 0 | 0 | 0 | 0 | 0 | 0 | 0 | 0 | 0 | 0 | 0 | 0 | 0 | 0 | 0 | 0 | 0
Firm Imports | 0 | 80 | 80 | 165 | 165 | 165 | 165 | 165 | 165 | 615 | 615 | 615 | 615 | 615 | 615 | 615 | 615 | 615 | 615 | 615 | 615 | 615 | 615 | 615 | 615
Battery 1hr | 10 | 10 | 10 | 10 | 10 | 10 | 10 | 10 | 10 | 10 | 10 | 10 | 10 | 10 | 10 | 10 | 10 | 10 | 10 | 10 | 10 | 10 | 10 | 10 | 10
Battery 4hr | 20 | 20 | 20 | 20 | 20 | 20 | 20 | 20 | 20 | 51 | 51 | 51 | 51 | 51 | 51 | 92 | 105 | 105 | 129 | 168 | 198 | 252 | 345 | 420 | 420

## Annual Energy Balance
1.0A | GWh
Generator Year | 2021 | 2022 | 2023 | 2024 | 2025 | 2026 | 2027 | 2028 | 2029 | 2030 | 2031 | 2032 | 2033 | 2034 | 2035 | 2036 | 2037 | 2038 | 2039 | 2040 | 2041 | 2042 | 2043 | 2044 | 2045
Coal | 4407.2511 | 3693.7295 | 3665.7244 | 3611.3744 | 3507.649 | 3633.0631 | 3626.387 | 3649.6693 | 3777.9875 | 3242.1128 | 3243.7689 | 3255.4515 | 3191.5745 | 3142.0339 | 2583.3389 | 2651.471 | 2635.6178 | 2571.0991 | 2564.0872 | 0 | 0 | 0 | 0 | 0 | 0
Gas - Existing | 161.8332 | 898.3993 | 906.4017 | 912.8699 | 908.7342 | 910.1943 | 912.9564 | 912.4267 | 876.7867 | 877.8053 | 878.0032 | 877.9116 | 875.1861 | 875.0357 | 882.5625 | 883.0631 | 880.6222 | 882.215 | 882.5222 | 881.8212 | 886.902 | 885.3873 | 885.5724 | 882.6969 | 887.5223
Gas - New CCs | 0 | 0 | 0 | 0 | 0 | 0 | 0 | 0 | 0 | 0 | 0 | 0 | 0 | 63.51 | 626.1919 | 729.0066 | 727.0148 | 957.4819 | 1001.4307 | 3515.0517 | 3528.6641 | 3569.8066 | 3611.5694 | 3645.2005 | 3652.9676
Gas - New CTs & Recips | 5.1654 | 0.19286 | 0.52431 | 0.36371 | 0.1272 | 0 | 1.4101 | 0.95681 | 0 | 0.031708 | 0 | 0 | 1.44 | 0 | 0 | 0 | 0 | 2.0626 | 1.9526 | 0.03 | 15.272 | 16.9685 | 26.5113 | 7.6397 | 42.6064
Gas - Conversion | 0 | 0 | 0 | 0 | 0 | 0 | 0 | 0 | 0 | 0 | 0 | 0 | 0 | 0 | 0 | 0 | 0 | 0 | 0 | 0 | 0 | 0 | 0 | 0 | 0
Domestic Hydro | 893.8879 | 893.6879 | 893.6879 | 893.6954 | 915.5879 | 915.5879 | 915.5879 | 915.5954 | 915.5879 | 1012.0139 | 1012.0139 | 1012.0214 | 1012.0139 | 1012.0139 | 1012.0139 | 1012.0214 | 1012.0139 | 1012.0139 | 1012.0139 | 1012.0214 | 1012.0139 | 1012.0139 | 1012.0139 | 1012.0214 | 1012.0139
Tidal | 0 | 0 | 26.258 | 26.225 | 26.241 | 26.218 | 26.225 | 26.254 | 26.205 | 26.23 | 26.241 | 26.208 | 26.246 | 26.258 | 26.205 | 26.225 | 26.218 | 26.225 | 26.246 | 26.19 | 26.23 | 26.241 | 26.218 | 26.226 | 26.258
Biomass | 327.6632 | 343.0532 | 343.0532 | 338.5305 | 340.9377 | 340.9377 | 340.9377 | 340.9481 | 340.9377 | 366.2077 | 364.3983 | 358.1081 | 358.0977 | 358.0977 | 358.0977 | 358.1081 | 358.0977 | 358.3477 | 358.3477 | 350.6762 | 335.5317 | 342.8203 | 350.6634 | 361.0081 | 360.9977
Wind | 2261.3594 | 2261.3594 | 2261.3599 | 2266.4813 | 2276.7255 | 2276.7256 | 2276.7255 | 2276.7259 | 2276.725 | 2276.7253 | 2276.7255 | 2276.7255 | 2317.7018 | 2317.7023 | 2317.7014 | 2317.7021 | 2317.7019 | 2317.7018 | 2317.7018 | 2317.7015 | 2317.7016 | 2317.7018 | 2317.7019 | 2338.19 | 2358.6786
Solar | 3.849 | 3.832 | 3.833 | 3.847 | 3.856 | 3.847 | 3.849 | 3.833 | 3.844 | 3.858 | 3.856 | 3.833 | 3.832 | 3.833 | 3.844 | 3.837 | 3.847 | 3.849 | 3.832 | 3.842 | 3.858 | 3.856 | 3.847 | 3.82 | 3.833
Diesel CTs | 0 | 0 | 0.007679 | 0.007679 | 0.0074386 | 0 | 0 | 0 | 0 | 0 | 0 | 0 | 0 | 0 | 0 | 0 | 0 | 0 | 0 | 0 | 0 | 0 | 0 | 0 | 0
Maritime Link Blocks | 1112.1191 | 1122.2465 | 1118.2219 | 1122.8076 | 1123.4332 | 880.0606 | 882.5155 | 888.094 | 891.651 | 890.3944 | 891.0236 | 888.0642 | 884.819 | 885.646 | 890.663 | 893.5051 | 879.4057 | 883.0822 | 884.819 | 891.97 | 889.1909 | 889.7761 | 883.2599 | 885.986 | 884.8035
Demand Response | 0 | 0 | 0 | 0 | 0 | 0 | 0 | 0 | 0 | 0 | 0 | 0 | 0 | 0 | 0 | 0 | 0 | 0 | 0 | 0 | 0 | 0 | 0 | 0 | 0
Non Firm Market | 2153.6025 | 2085.4056 | 2041.0196 | 2066.2241 | 2061.942 | 2113.2 | 2057.62 | 1987.9964 | 1814.436 | 2148.0212 | 2113.2 | 2113.2 | 2115.2925 | 2115.4281 | 2115.8321 | 1984.9038 | 2032.2185 | 1890.4137 | 1891.3487 | 1987.9287 | 1987.8761 | 1988.463 | 1986.79 | 1986.79 | 1986.79
CAES | 0 | 0 | 0 | 0 | 0 | 0 | 0 | 0 | 0 | 0 | 0 | 0 | 0 | 0 | 0 | 0 | 0 | 0 | 0 | 0 | 0 | 0 | 0 | 0 | 0
Battery Generation | 0.12055 | 0.18057 | 0.18443 | 0.18719 | 0.21776 | 0.1104 | 0.17664 | 0.1104 | 0.08832 | 0.04416 | 0.04416 | 0.08832 | 0.2576 | 0.10304 | 0.20608 | 0.15456 | 0.15456 | 0.20608 | 0.30912 | 0.2576 | 0.30912 | 0.30912 | 0.36064 | 0.3324 | 0.56672
Firm Imports | 0 | 0 | 0 | 0 | 0 | 0 | 0 | 0 | 0 | 0 | 0 | 0 | 0 | 0 | 0 | 0 | 0 | 0 | 0 | 0 | 0 | 0 | 0 | 0 | 0
1.0C | GWh
Generator Year | 2021 | 2022 | 2023 | 2024 | 2025 | 2026 | 2027 | 2028 | 2029 | 2030 | 2031 | 2032 | 2033 | 2034 | 2035 | 2036 | 2037 | 2038 | 2039 | 2040 | 2041 | 2042 | 2043 | 2044 | 2045
Coal | 4407.2511 | 3679.4039 | 3666.5127 | 3151.8024 | 3076.1268 | 3138.9772 | 3144.5899 | 3146.1013 | 3219.154 | 2666.9975 | 2656.7895 | 2644.8001 | 2642.6571 | 2642.8832 | 2083.3082 | 2093.4419 | 2073.1423 | 1864.889 | 1731.816 | 0 | 0 | 0 | 0 | 0 | 0
Gas - Existing | 161.8332 | 898.8014 | 906.7499 | 913.0499 | 908.6845 | 910.3889 | 912.9564 | 912.4267 | 876.7867 | 901.8248 | 891.8405 | 892.4167 | 898.321 | 901.877 | 908.5591 | 908.7419 | 939.4935 | 973.0291 | 879.1221 | 891.4012 | 894.1885 | 890.4299 | 889.2851 | 891.855 | 894.912
Gas - New CCs | 0 | 0 | 0 | 0 | 0 | 0 | 0 | 0 | 0 | 0 | 0 | 0 | 0 | 0 | 0 | 0 | 0 | 0 | 0 | 1008.0808 | 1096.1415 | 1138.7446 | 1180.1034 | 1205.361 | 1305.1383
Gas - New CTs & Recips | 5.1654 | 0.054965 | 0.2974 | 0.016 | 0.0098699 | 0.031876 | 1.1528 | 0 | 0 | 0.22759 | 0.031876 | 0.031876 | 1.1479 | 0.14631 | 442.3072 | 467.3315 | 485.5859 | 684.1186 | 365.3532 | 10.9911 | 11.042 | 13.9303 | 20.2905 | 17.4451 | 21.0807
Gas - Conversion | 0 | 0 | 0 | 0 | 0 | 0 | 0 | 0 | 0 | 0 | 0 | 0 | 0 | 0 | 0 | 0 | 0 | 0 | 0 | 0 | 0 | 0 | 0 | 0 | 0
Domestic Hydro | 893.8879 | 893.6879 | 893.6879 | 893.6954 | 915.5879 | 915.5879 | 915.5879 | 915.5954 | 915.5879 | 1012.0139 | 1012.0139 | 1012.0214 | 1012.0139 | 1012.0139 | 1012.0139 | 1012.0214 | 1012.0139 | 1012.0139 | 1012.0139 | 1012.0214 | 1012.0139 | 1012.0139 | 1012.0139 | 1012.0214 | 1012.0139
Tidal | 0 | 0 | 26.258 | 26.225 | 26.241 | 26.218 | 26.225 | 26.254 | 26.205 | 26.23 | 26.241 | 26.208 | 26.246 | 26.258 | 26.205 | 26.225 | 26.218 | 26.225 | 26.246 | 26.19 | 26.23 | 26.241 | 26.218 | 26.226 | 26.258
Biomass | 327.6632 | 343.0532 | 343.0532 | 338.5305 | 340.9377 | 358.0977 | 356.1208 | 340.9481 | 347.3777 | 385.5364 | 370.4077 | 358.1081 | 366.2077 | 375.7279 | 402.7577 | 402.9336 | 413.1477 | 413.1477 | 334.5077 | 354.5136 | 345.3441 | 347.894 | 354.0146 | 347.9135 | 348.0732
Wind | 2261.3594 | 2261.3594 | 2261.3599 | 2261.3593 | 2261.3594 | 2261.3595 | 2261.3594 | 2261.3598 | 2261.3589 | 2261.3592 | 2261.3594 | 2261.3594 | 2261.3594 | 2261.3599 | 2261.359 | 2261.3597 | 2261.3595 | 2261.3594 | 3457.0992 | 3627.9187 | 3627.919 | 3627.9193 | 3627.9193 | 3627.9193 | 3627.9198
Solar | 3.849 | 3.832 | 3.833 | 3.847 | 3.856 | 3.847 | 3.849 | 3.833 | 3.844 | 3.858 | 3.856 | 3.833 | 3.832 | 3.833 | 3.844 | 3.837 | 3.847 | 3.849 | 3.832 | 3.842 | 3.858 | 3.856 | 3.847 | 3.82 | 3.833
Diesel CTs | 0 | 0 | 0.01677 | 0.01677 | 0.01677 | 0 | 0 | 0 | 0 | 0 | 0 | 0 | 0 | 0 | 0 | 0 | 0 | 0 | 0 | 0 | 0 | 0 | 0.7443 | 0 | 0
Maritime Link Blocks | 1112.1191 | 1122.2528 | 1118.2219 | 1122.803 | 1123.4292 | 880.0606 | 882.5155 | 888.1008 | 891.651 | 890.3944 | 891.0236 | 890.8172 | 884.819 | 885.646 | 890.663 | 893.5051 | 883.2599 | 883.0822 | 884.819 | 891.97 | 889.1909 | 889.7761 | 883.2599 | 885.986 | 884.8035
Demand Response | 0 | 0 | 0 | 0 | 0 | 0 | 0 | 0 | 0 | 0 | 0 | 0 | 0 | 0 | 0 | 0 | 0 | 0 | 0 | 0 | 0 | 0 | 0 | 0 | 0
Non Firm Market | 2153.6025 | 2099.6366 | 2040.0469 | 2059.8396 | 2037.3346 | 2127.0313 | 2057.62 | 2026.7377 | 1893.1142 | 2206.25 | 2206.25 | 2236.2405 | 2206.25 | 2206.25 | 2297.5368 | 2299.99 | 2299.99 | 2299.99 | 1803.5143 | 2345.1116 | 2102.1756 | 2110.4229 | 2238.3669 | 2042.8815 | 2038.0175
CAES | 0 | 0 | 0 | 0 | 0 | 0 | 0 | 0 | 0 | 0 | 0 | 0 | 0 | 0 | 0 | 0 | 0 | 0 | 0 | 0 | 0 | 0 | 0 | 0 | 0
Battery Generation | 0.19166 | 0.66663 | 0.49205 | 0.34216 | 0.4365 | 0.37536 | 0.29256 | 0.19872 | 0.19872 | 0.11592 | 0.11592 | 0.10488 | 0.11592 | 0.11592 | 0.09384 | 0.10488 | 0.10488 | 0.20976 | 0.49128 | 0.75072 | 0.75072 | 0.84456 | 0.56304 | 0.82432 | 0.82432
Firm Imports | 0 | 0 | 0 | 471.3795 | 471.6469 | 478.2 | 482.2484 | 481.2278 | 489.0964 | 488.7182 | 489.4283 | 485.6851 | 483.2858 | 483.5514 | 487.8696 | 490.4437 | 474.6808 | 482.6746 | 446.1123 | 815.1544 | 995.3077 | 991.7728 | 868.212 | 1088.2159 | 1054.4262
2.0A | GWh
Generator Year | 2021 | 2022 | 2023 | 2024 | 2025 | 2026 | 2027 | 2028 | 2029 | 2030 | 2031 | 2032 | 2033 | 2034 | 2035 | 2036 | 2037 | 2038 | 2039 | 2040 | 2041 | 2042 | 2043 | 2044 | 2045
Coal | 4407.2511 | 3693.8058 | 3665.8259 | 3616.4312 | 3522.1407 | 3648.4243 | 3642.0597 | 3650.1444 | 3778.9373 | 2945.0479 | 2908.7291 | 2914.8218 | 2850.6953 | 2732.742 | 2402.7321 | 2261.4054 | 2292.182 | 2304.127 | 2028.1521 | 0 | 0 | 0 | 0 | 0 | 0
Gas - Existing | 161.8332 | 898.3993 | 906.4017 | 912.8705 | 908.7489 | 910.1943 | 912.9564 | 912.4267 | 876.7867 | 877.8053 | 876.8426 | 877.9116 | 875.1861 | 875.0357 | 878.2464 | 878.5294 | 875.7679 | 879.0542 | 879.1856 | 932.8422 | 928.4656 | 935.6514 | 942.2512 | 945.617 | 944.8824
Gas - New CCs | 0 | 0 | 0 | 0 | 0 | 0 | 0 | 0 | 0 | 0 | 0 | 0 | 0 | 0 | 0 | 0 | 0 | 0 | 180.9343 | 2059.404 | 2060.6924 | 2083.1204 | 2115.9949 | 2116.1308 | 2125.9956
Gas - New CTs & Recips | 5.1654 | 0.20686 | 0.60789 | 0.37307 | 0.077502 | 0 | 1.0922 | 0.39706 | 0 | 0.061407 | 0 | 0 | 1.4383 | 0.34957 | 0 | 0.095617 | 0 | 1.8144 | 1.0725 | 99.5266 | 121.2619 | 131.0319 | 141.5398 | 110.535 | 160.2333
Gas - Conversion | 0 | 0 | 0 | 0 | 0 | 0 | 0 | 0 | 0 | 0 | 0 | 0 | 0 | 0 | 0 | 0 | 0 | 0 | 0 | 0 | 0 | 0 | 0 | 0 | 0
Domestic Hydro | 893.8879 | 893.6879 | 893.6879 | 893.6954 | 915.5879 | 915.5879 | 915.5879 | 915.5954 | 915.5879 | 1012.0139 | 1012.0139 | 1012.0214 | 1012.0139 | 1012.0139 | 1012.0139 | 1012.0214 | 1012.0139 | 1012.0139 | 1012.0139 | 1012.0214 | 1012.0139 | 1012.0139 | 1012.0139 | 1012.0214 | 1012.0139
Tidal | 0 | 0 | 26.258 | 26.225 | 26.241 | 26.218 | 26.225 | 26.254 | 26.205 | 26.23 | 26.241 | 26.208 | 26.246 | 26.258 | 26.205 | 26.225 | 26.218 | 26.225 | 26.246 | 26.19 | 26.23 | 26.241 | 26.218 | 26.226 | 26.258
Biomass | 327.6632 | 343.0532 | 343.0532 | 338.5305 | 340.9377 | 340.9377 | 340.9377 | 340.9481 | 340.9377 | 340.9377 | 340.9377 | 340.9481 | 340.9377 | 337.5589 | 340.9377 | 340.9481 | 340.9377 | 340.9377 | 356.9277 | 326.213 | 326.2909 | 336.0709 | 340.1812 | 337.2591 | 346.3907
Wind | 2261.3594 | 2261.3594 | 2261.3599 | 2261.3593 | 2261.3594 | 2261.3595 | 2261.3594 | 2261.3598 | 2261.3589 | 2944.6391 | 2944.6393 | 2944.6395 | 2944.6393 | 3115.4598 | 3457.0988 | 3643.2855 | 3643.2854 | 3648.4076 | 3648.4074 | 3648.4068 | 3648.4072 | 3648.4074 | 3648.4074 | 3725.2381 | 3725.2385
Solar | 3.849 | 3.832 | 3.833 | 3.847 | 3.856 | 3.847 | 3.849 | 3.833 | 3.844 | 3.858 | 3.856 | 3.833 | 3.832 | 3.833 | 3.844 | 3.837 | 3.847 | 3.849 | 3.832 | 3.842 | 3.858 | 3.856 | 3.847 | 3.82 | 3.833
Diesel CTs | 0 | 0 | 0.0034517 | 0.0034517 | 0 | 0 | 0 | 0 | 0 | 0 | 0 | 0 | 0 | 0 | 0 | 0 | 0 | 0 | 0 | 0 | 0 | 0 | 0 | 0 | 0
Maritime Link Blocks | 1112.1191 | 1122.2465 | 1118.2219 | 1122.8074 | 1123.4332 | 880.0606 | 882.5155 | 888.094 | 891.651 | 890.3944 | 891.0236 | 888.0642 | 884.819 | 885.646 | 890.663 | 893.5051 | 876.6527 | 883.0822 | 884.819 | 891.97 | 889.1909 | 889.7761 | 886.8745 | 885.986 | 884.8035
Demand Response | 0 | 0 | 0 | 0 | 0 | 0 | 0 | 0 | 0 | 0 | 0 | 0 | 0 | 0 | 0 | 0 | 0 | 0 | 0 | 0 | 0 | 0 | 0 | 0 | 0
Non Firm Market | 2153.6025 | 2085.3169 | 2040.8383 | 2066.2757 | 2062.8394 | 2113.2 | 2057.62 | 2003.44 | 1828.8165 | 1802.4454 | 1804.9542 | 1803.0433 | 1846.3626 | 1810.6491 | 1804.6489 | 1800 | 1801.892 | 1804.9747 | 1922.6706 | 1986.79 | 1986.79 | 1986.79 | 1986.79 | 1986.8764 | 1986.79
CAES | 0 | 0 | 0 | 0 | 0 | 0 | 0 | 0 | 0 | 0 | 0 | 0 | 0 | 0 | 0 | 0 | 0 | 0 | 0 | 0 | 0 | 0 | 0 | 0 | 0
Battery Generation | 0.19166 | 0.24471 | 0.20322 | 0.19486 | 0.19656 | 0.11776 | 0.16928 | 0.1104 | 0.1104 | 0.05152 | 0.092 | 0.1288 | 0.092 | 0.11222 | 0.099547 | 0.22448 | 0.16192 | 0.1656 | 0.13984 | 0.2024 | 0.2024 | 0.29072 | 0.30912 | 0.59616 | 0.59616
Firm Imports | 0 | 0 | 0 | 0 | 0 | 0 | 0 | 0 | 0 | 0 | 0 | 0 | 0 | 0 | 0 | 0 | 0 | 0 | 0 | 0 | 0 | 0 | 0 | 0 | 0
2.0A.S1 (COVID LOW LOAD) | GWh
Generator Year | 2021 | 2022 | 2023 | 2024 | 2025 | 2026 | 2027 | 2028 | 2029 | 2030 | 2031 | 2032 | 2033 | 2034 | 2035 | 2036 | 2037 | 2038 | 2039 | 2040 | 2041 | 2042 | 2043 | 2044 | 2045
Coal | 4234.02 | 3453.4 | 3511.42 | 3589.61 | 3435.33 | 3663.82 | 3651.21 | 3662 | 3648.91 | 3225.15 | 3214.51 | 3217.53 | 3112.22 | 2964.11 | 2615.16 | 2648.15 | 2482.27 | 2295.75 | 2062.31 | 0 | 0 | 0 | 0 | 0 | 0
Gas - Existing | 161.7 | 898.59 | 910.47 | 912.86 | 908.74 | 910.2 | 912.96 | 912.43 | 876.78 | 877.81 | 876.85 | 877.91 | 875.19 | 875.04 | 879.19 | 883.06 | 886.93 | 892.63 | 898.92 | 880.8 | 885.62 | 881.35 | 884.49 | 881.68 | 887.01
Gas - New CCs | 0 | 0 | 0 | 0 | 0 | 0 | 0 | 0 | 0 | 0 | 0 | 0 | 0 | 0 | 0 | 0 | 0 | 0 | 0 | 2205.63 | 2225.32 | 2272.22 | 2325.79 | 2354.31 | 2403.49
Gas - New CTs & Recips | 5.2 | 1.25 | 1.77 | 1.09 | 1.03 | 0 | 1.4 | 0.68 | 0 | 0 | 0 | 0 | 1.8 | 0.94 | 0.18 | 0 | 0 | 3.93 | 3.63 | 0.01 | 0.02 | 0.04 | 0.88 | 3.95 | 18.22
Gas - Conversion | 0 | 0 | 0 | 0 | 0 | 0 | 0 | 0 | 0 | 0 | 0 | 0 | 0 | 0 | 0 | 0 | 0 | 0 | 0 | 0 | 0 | 0 | 0 | 0 | 0
Domestic Hydro | 893.88 | 893.68 | 893.68 | 893.69 | 915.58 | 915.58 | 915.58 | 915.59 | 915.58 | 1012 | 1012 | 1012.01 | 1012 | 1012 | 1012 | 1012.01 | 1012 | 1012 | 1012 | 1012.01 | 1012 | 1012 | 1012 | 1012.01 | 1012
Tidal | 0 | 0 | 26.26 | 26.23 | 26.24 | 26.21 | 26.23 | 26.26 | 26.21 | 26.23 | 26.25 | 26.21 | 26.25 | 26.26 | 26.21 | 26.22 | 26.21 | 26.23 | 26.25 | 26.19 | 26.23 | 26.25 | 26.21 | 26.23 | 26.26
Biomass | 327.66 | 343.05 | 343.05 | 338.52 | 340.93 | 340.93 | 340.93 | 340.94 | 340.93 | 363.39 | 358.09 | 358.1 | 358.09 | 354.14 | 358.09 | 358.1 | 366.2 | 366.2 | 359.13 | 346.86 | 341.12 | 347.74 | 347.73 | 361 | 360.99
Wind | 1904.35 | 2075.17 | 2075.17 | 2075.17 | 2245.99 | 2245.99 | 2245.99 | 2245.99 | 2416.81 | 2416.81 | 2416.81 | 2416.81 | 2416.81 | 2587.63 | 2929.27 | 3100.09 | 3100.09 | 3276.03 | 3633.04 | 3633.04 | 3633.04 | 3633.04 | 3633.04 | 3633.04 | 3633.04
Solar | 3.85 | 3.83 | 3.83 | 3.85 | 3.86 | 3.85 | 3.85 | 3.83 | 3.84 | 3.86 | 3.86 | 3.83 | 3.83 | 3.83 | 3.84 | 3.84 | 3.85 | 3.85 | 3.83 | 3.84 | 3.86 | 3.86 | 3.85 | 3.82 | 3.83
Diesel CTs | 0 | 0 | 0 | 0 | 0 | 0 | 0 | 0 | 0 | 0 | 0 | 0 | 0 | 0 | 0 | 0 | 0 | 0 | 0 | 0 | 0 | 0 | 0 | 0 | 0
Maritime Link Blocks | 1115.86 | 1117.97 | 1119.07 | 1125.84 | 1123.45 | 880.06 | 882.52 | 888.09 | 891.65 | 890.39 | 891.02 | 888.06 | 884.82 | 885.65 | 890.66 | 893.51 | 879.41 | 883.08 | 884.82 | 891.97 | 889.19 | 889.78 | 883.26 | 885.99 | 884.8
Demand Response | 0 | 0 | 0 | 0 | 0 | 0 | 0 | 0 | 0 | 0 | 0 | 0 | 0 | 0 | 0 | 0 | 0 | 0 | 0 | 0 | 0 | 0 | 0 | 0 | 0
Non Firm Market | 2113.84 | 2062.85 | 2037.53 | 2050.68 | 2052.34 | 2113.2 | 2063.55 | 2006.63 | 1803.48 | 2027.74 | 2009.82 | 2011.03 | 2095.11 | 2089.94 | 2101.79 | 1934.82 | 2115.75 | 2144.75 | 2060.31 | 1986.79 | 1986.79 | 1986.79 | 1986.79 | 1987.56 | 1986.79
CAES | 0 | 0 | 0 | 0 | 0 | 0 | 0 | 0 | 0 | 0 | 0 | 0 | 0 | 0 | 0 | 0 | 0 | 0 | 0 | 0 | 0 | 0 | 0 | 0 | 0
Battery Generation | 0.08 | 0.05 | 0.02 | 0.05 | 0.07 | 0.19 | 0.23 | 0.19 | 0.09 | 0.05 | 0.05 | 0.14 | 0.09 | 0.19 | 0.05 | 0.05 | 0.14 | 0.05 | 0.1 | 0.32 | 0.26 | 0.2 | 0.42 | 0.26 | 0.37
Firm Imports | 0 | 0 | 0 | 0 | 0 | 0 | 0 | 0 | 0 | 0 | 0 | 0 | 0 | 0 | 0 | 0 | 0 | 0 | 0 | 0 | 0 | 0 | 0 | 0 | 0
2.0A.S2 (MID DSM) | GWh
Generator Year | 2021 | 2022 | 2023 | 2024 | 2025 | 2026 | 2027 | 2028 | 2029 | 2030 | 2031 | 2032 | 2033 | 2034 | 2035 | 2036 | 2037 | 2038 | 2039 | 2040 | 2041 | 2042 | 2043 | 2044 | 2045
Coal | 4407.25 | 3693.8 | 3617.06 | 3524.06 | 3390.24 | 3535.23 | 3439.9 | 3465.09 | 3530.13 | 3185.61 | 3142.68 | 3113.7 | 3020.77 | 2976.71 | 2779.3 | 2579.32 | 2480.31 | 2169.43 | 2044.62 | 0 | 0 | 0 | 0 | 0 | 0
Gas - Existing | 161.83 | 898.39 | 906.41 | 912.86 | 908.73 | 910.2 | 912.96 | 912.43 | 876.78 | 877.81 | 876.85 | 877.91 | 875.19 | 875.04 | 898.83 | 878.53 | 877.04 | 878.99 | 879.18 | 901.93 | 909.99 | 908.64 | 909.13 | 918.92 | 926.77
Gas - New CCs | 0 | 0 | 0 | 0 | 0 | 0 | 0 | 0 | 0 | 0 | 0 | 0 | 0 | 0 | 0 | 0 | 0 | 0 | 0 | 1833.99 | 1853.1 | 1900.29 | 1935.68 | 1992.59 | 2035.39
Gas - New CTs & Recips | 5.17 | 0.21 | 0.53 | 0.31 | 0.13 | 0 | 2.49 | 0.8 | 0.07 | 0 | 0 | 0.03 | 1.83 | 1.03 | 0.44 | 0 | 0 | 2.01 | 1.99 | 60.31 | 57.43 | 66.76 | 79.7 | 65.27 | 90.13
Gas - Conversion | 0 | 0 | 0 | 0 | 0 | 0 | 0 | 0 | 0 | 0 | 0 | 0 | 0 | 0 | 0 | 0 | 0 | 0 | 0 | 0 | 0 | 0 | 0 | 0 | 0
Domestic Hydro | 893.88 | 893.68 | 893.68 | 893.69 | 915.58 | 915.58 | 915.58 | 915.59 | 915.58 | 1012 | 1012 | 1012.01 | 1012 | 1012 | 1012 | 1012.01 | 1012 | 1012 | 1012 | 1012.01 | 1012 | 1012 | 1012 | 1012.01 | 1012
Tidal | 0 | 0 | 26.26 | 26.23 | 26.24 | 26.21 | 26.23 | 26.26 | 26.21 | 26.23 | 26.25 | 26.21 | 26.25 | 26.26 | 26.21 | 26.22 | 26.21 | 26.23 | 26.25 | 26.19 | 26.23 | 26.25 | 26.21 | 26.23 | 26.26
Biomass | 327.66 | 343.05 | 343.05 | 338.52 | 340.93 | 340.93 | 334.5 | 340.94 | 340.93 | 358.09 | 354.14 | 354.15 | 354.14 | 354.14 | 370.4 | 354.15 | 358.09 | 340.93 | 340.93 | 326.21 | 326.2 | 326.2 | 332.89 | 326.74 | 326.54
Wind | 2261.36 | 2261.36 | 2261.36 | 2261.36 | 2261.36 | 2261.36 | 2261.36 | 2261.36 | 2261.36 | 2261.36 | 2261.36 | 2261.36 | 2261.36 | 2261.36 | 2261.36 | 2944.64 | 2944.64 | 3457.1 | 3627.92 | 3627.92 | 3627.92 | 3627.92 | 3633.04 | 3638.16 | 3638.16
Solar | 3.85 | 3.83 | 3.83 | 3.85 | 3.86 | 3.85 | 3.85 | 3.83 | 3.84 | 3.86 | 3.86 | 3.83 | 3.83 | 3.83 | 3.84 | 3.84 | 3.85 | 3.85 | 3.83 | 3.84 | 3.86 | 3.86 | 3.85 | 3.82 | 3.83
Diesel CTs | 0 | 0 | 0 | 0 | 0 | 0 | 0 | 0 | 0 | 0 | 0 | 0 | 0 | 0 | 0 | 0 | 0 | 0 | 0 | 0 | 0 | 0 | 0 | 0 | 0
Maritime Link Blocks | 1112.12 | 1122.24 | 1118.22 | 1122.81 | 1123.46 | 880.06 | 882.52 | 888.09 | 891.65 | 890.39 | 891.02 | 888.06 | 884.82 | 885.65 | 890.66 | 893.51 | 876.65 | 883.08 | 883.54 | 890.08 | 888.2 | 889.78 | 886.87 | 886.72 | 884.8
Demand Response | 0 | 0 | 0 | 0 | 0 | 0 | 0 | 0 | 0 | 0 | 0 | 0 | 0 | 0 | 0 | 0 | 0 | 0 | 0 | 0 | 0 | 0 | 0 | 0 | 0
Non Firm Market | 2153.6 | 2085.32 | 2042.42 | 2065.92 | 2059.51 | 2050.61 | 2051.91 | 1939.54 | 1803.69 | 1932.49 | 1929.64 | 1948.94 | 2015.11 | 2069.48 | 2238.42 | 1831.79 | 1962.44 | 1802.95 | 1802.43 | 1986.79 | 1986.79 | 1986.79 | 1986.79 | 1986.79 | 1986.79
CAES | 0 | 0 | 0 | 0 | 0 | 0 | 0 | 0 | 0 | 0 | 0 | 0 | 0 | 0 | 0 | 0 | 0 | 0 | 0 | 0 | 0 | 0 | 0 | 0 | 0
Battery Generation | 0.19 | 0.24 | 0.21 | 0.2 | 0.19 | 0.11 | 0.13 | 0.07 | 0.06 | 0.05 | 0.06 | 0.1 | 0.11 | 0.12 | 0.06 | 0.08 | 0.1 | 0.1 | 0.11 | 0.1 | 0.1 | 0.11 | 0.12 | 0.19 | 0.17
Firm Imports | 0 | 0 | 0 | 0 | 0 | 0 | 0 | 0 | 0 | 0 | 0 | 0 | 0 | 0 | 0 | 0 | 0 | 0 | 0 | 0 | 0 | 0 | 0 | 0 | 0
2.0C | GWh
Generator Year | 2021 | 2022 | 2023 | 2024 | 2025 | 2026 | 2027 | 2028 | 2029 | 2030 | 2031 | 2032 | 2033 | 2034 | 2035 | 2036 | 2037 | 2038 | 2039 | 2040 | 2041 | 2042 | 2043 | 2044 | 2045
Coal | 4407.2511 | 3693.8167 | 3666.5753 | 3151.7963 | 3076.1294 | 3138.9772 | 3144.5899 | 3146.1013 | 3219.154 | 2666.9975 | 2656.7895 | 2648.7407 | 2643.05 | 2643.4034 | 2081.79 | 2096.7049 | 2073.3613 | 1851.2194 | 1866.7492 | 0 | 0 | 0 | 0 | 0 | 0
Gas - Existing | 161.8332 | 898.3993 | 906.7643 | 913.0498 | 908.684 | 910.3889 | 912.9564 | 912.4267 | 876.7867 | 901.8248 | 891.8405 | 892.4167 | 898.321 | 901.877 | 908.5591 | 908.7419 | 938.4705 | 971.75 | 879.1221 | 893.987 | 894.1885 | 890.3605 | 889.2851 | 889.2934 | 895.3293
Gas - New CCs | 0 | 0 | 0 | 0 | 0 | 0 | 0 | 0 | 0 | 0 | 0 | 0 | 0 | 0 | 0 | 0 | 0 | 0 | 0 | 1170.2448 | 1096.1867 | 1138.7898 | 1180.1034 | 1205.3081 | 1305.7332
Gas - New CTs & Recips | 5.1654 | 0.20686 | 0.30913 | 0.02 | 0.011889 | 0.031876 | 1.1528 | 0 | 0 | 0.22759 | 0.031876 | 0.031876 | 0.755 | 0 | 445.5481 | 463.9152 | 486.3879 | 699.0632 | 373.5807 | 12.8301 | 11.3486 | 13.9545 | 21.2153 | 20.0484 | 20.0935
Gas - Conversion | 0 | 0 | 0 | 0 | 0 | 0 | 0 | 0 | 0 | 0 | 0 | 0 | 0 | 0 | 0 | 0 | 0 | 0 | 0 | 0 | 0 | 0 | 0 | 0 | 0
Domestic Hydro | 893.8879 | 893.6879 | 893.6879 | 893.6954 | 915.5879 | 915.5879 | 915.5879 | 915.5954 | 915.5879 | 1012.0139 | 1012.0139 | 1012.0214 | 1012.0139 | 1012.0139 | 1012.0139 | 1012.0214 | 1012.0139 | 1012.0139 | 1012.0139 | 1012.0214 | 1012.0139 | 1012.0139 | 1012.0139 | 1012.0214 | 1012.0139
Tidal | 0 | 0 | 26.258 | 26.225 | 26.241 | 26.218 | 26.225 | 26.254 | 26.205 | 26.23 | 26.241 | 26.208 | 26.246 | 26.258 | 26.205 | 26.225 | 26.218 | 26.225 | 26.246 | 26.19 | 26.23 | 26.241 | 26.218 | 26.226 | 26.258
Biomass | 327.6632 | 343.0532 | 343.0532 | 338.5305 | 340.9377 | 358.0977 | 356.1208 | 340.9481 | 347.3777 | 385.5364 | 370.4077 | 358.1081 | 366.2077 | 375.352 | 402.7577 | 403.087 | 413.1477 | 413.1477 | 334.5077 | 354.5136 | 345.3441 | 347.894 | 354.0146 | 347.9135 | 348.0732
Wind | 2261.3594 | 2261.3594 | 2261.3599 | 2261.3593 | 2261.3594 | 2261.3595 | 2261.3594 | 2261.3598 | 2261.3589 | 2261.3592 | 2261.3594 | 2261.3594 | 2261.3594 | 2261.3599 | 2261.359 | 2261.3597 | 2261.3595 | 2261.3594 | 3286.2793 | 3457.0987 | 3627.919 | 3627.9193 | 3627.9193 | 3627.9193 | 3627.9198
Solar | 3.849 | 3.832 | 3.833 | 3.847 | 3.856 | 3.847 | 3.849 | 3.833 | 3.844 | 3.858 | 3.856 | 3.833 | 3.832 | 3.833 | 3.844 | 3.837 | 3.847 | 3.849 | 3.832 | 3.842 | 3.858 | 3.856 | 3.847 | 3.82 | 3.833
Diesel CTs | 0 | 0 | 0.012543 | 0.012543 | 0.012543 | 0 | 0 | 0 | 0 | 0 | 0 | 0 | 0 | 0 | 0 | 0 | 0 | 0 | 0 | 0 | 0 | 0 | 0 | 0 | 0
Maritime Link Blocks | 1112.1191 | 1122.2465 | 1118.2219 | 1122.803 | 1123.4292 | 880.0606 | 882.5155 | 888.1008 | 891.651 | 890.3944 | 891.0236 | 890.8172 | 884.819 | 885.646 | 890.663 | 893.5051 | 883.2599 | 883.0822 | 884.819 | 891.97 | 889.1909 | 889.7761 | 883.2599 | 885.986 | 884.8035
Demand Response | 0 | 0 | 0 | 0 | 0 | 0 | 0 | 0 | 0 | 0 | 0 | 0 | 0 | 0 | 0 | 0 | 0 | 0 | 0 | 0 | 0 | 0 | 0 | 0 | 0
Non Firm Market | 2153.6025 | 2085.3169 | 2040.0469 | 2059.8396 | 2037.3346 | 2127.0313 | 2057.62 | 2026.7377 | 1893.1142 | 2206.25 | 2206.25 | 2232.2978 | 2206.25 | 2206.25 | 2295.814 | 2299.99 | 2299.99 | 2299.99 | 1804.2399 | 2072.8485 | 2151.2375 | 2209.0668 | 2166.3174 | 2140.0804 | 2257.9107
CAES | 0 | 0 | 0 | 0 | 0 | 0 | 0 | 0 | 0 | 0 | 0 | 0 | 0 | 0 | 0 | 0 | 0 | 0 | 0 | 0 | 0 | 0 | 0 | 0 | 0
Battery Generation | 0.19166 | 0.24471 | 0.43269 | 0.35216 | 0.4365 | 0.37536 | 0.29256 | 0.19872 | 0.19872 | 0.11592 | 0.11592 | 0.09384 | 0.11592 | 0.10488 | 0.09384 | 0.10488 | 0.09384 | 0.18768 | 0.49128 | 0.75072 | 0.75072 | 0.84456 | 0.56304 | 0.75072 | 0.75072
Firm Imports | 0 | 0 | 0 | 471.3795 | 471.6469 | 478.2 | 482.2484 | 481.2278 | 489.0964 | 488.7182 | 489.4283 | 485.6851 | 483.2858 | 483.5514 | 487.8696 | 490.4437 | 474.6808 | 482.6746 | 473.046 | 1091.6487 | 945.8939 | 893.1289 | 940.0811 | 991.0038 | 834.5055
2.1A | GWh
Generator Year | 2021 | 2022 | 2023 | 2024 | 2025 | 2026 | 2027 | 2028 | 2029 | 2030 | 2031 | 2032 | 2033 | 2034 | 2035 | 2036 | 2037 | 2038 | 2039 | 2040 | 2041 | 2042 | 2043 | 2044 | 2045
Coal | 4431.79 | 3711.16 | 3760.6 | 3756.31 | 3733.01 | 3850.99 | 3846.23 | 3891.5 | 3896.05 | 3434.9 | 2912.35 | 2798.49 | 2468.12 | 2517.28 | 2488.93 | 2597.15 | 2458.09 | 2219.26 | 1818.53 | 0 | 0 | 0 | 0 | 0 | 0
Gas - Existing | 161.92 | 898.15 | 906.39 | 913.18 | 908.82 | 910.19 | 913.15 | 912.43 | 909.66 | 952.68 | 909.33 | 914.93 | 911.8 | 909.15 | 909.02 | 913.81 | 915.69 | 931.01 | 919.64 | 931.16 | 927 | 931.88 | 933.97 | 926.14 | 921.28
Gas - New CCs | 0 | 0 | 0 | 0 | 0 | 0 | 0 | 0 | 0 | 0 | 0 | 0 | 0 | 0 | 0 | 0 | 0 | 160.61 | 650.33 | 2493.66 | 2448.1 | 2469.87 | 2463.98 | 2446.14 | 2402.46
Gas - New CTs & Recips | 5.05 | 1.01 | 1.45 | 0.46 | 0.58 | 0 | 2.12 | 0 | 0 | 50.08 | 0 | 0 | 2.17 | 0.17 | 0.3 | 0 | 0 | 4.06 | 3.49 | 27.3 | 40.56 | 42.45 | 45.82 | 13.53 | 38.67
Gas - Conversion | 0 | 0 | 0 | 0 | 0 | 0 | 0 | 0 | 0 | 0 | 0 | 0 | 0 | 0 | 0 | 0 | 0 | 0 | 0 | 0 | 0 | 0 | 0 | 0 | 0
Domestic Hydro | 893.88 | 893.68 | 893.68 | 893.69 | 915.58 | 915.58 | 915.58 | 915.59 | 915.58 | 1012 | 1012 | 1012.01 | 1012 | 1012 | 1012 | 1012.01 | 1012 | 1012 | 1012 | 1012.01 | 1012 | 1012 | 1012 | 1012.01 | 1012
Tidal | 0 | 0 | 26.26 | 26.23 | 26.24 | 26.21 | 26.23 | 26.26 | 26.21 | 26.23 | 26.25 | 26.21 | 26.25 | 26.26 | 26.21 | 26.22 | 26.22 | 26.23 | 26.25 | 26.19 | 26.23 | 26.25 | 26.21 | 26.23 | 26.26
Biomass | 327.66 | 343.05 | 343.05 | 338.52 | 340.93 | 358.09 | 358.09 | 358.1 | 358.09 | 413.14 | 340.93 | 334.51 | 334.5 | 334.5 | 354.14 | 354.15 | 358.09 | 376.03 | 366.13 | 356.43 | 341.58 | 343.92 | 345.92 | 347.72 | 341.1
Wind | 2245.99 | 2245.99 | 2245.99 | 2245.99 | 2266.48 | 2266.48 | 2266.48 | 2266.48 | 2266.48 | 2266.48 | 3462.22 | 3633.04 | 3974.68 | 3990.04 | 3990.04 | 3990.04 | 3990.04 | 3990.04 | 3990.04 | 4246.15 | 4363.95 | 4404.93 | 4502.25 | 4625.18 | 4742.98
Solar | 3.85 | 3.83 | 3.83 | 3.85 | 3.86 | 3.85 | 3.85 | 3.83 | 3.84 | 3.86 | 3.86 | 3.83 | 3.83 | 3.83 | 3.84 | 3.84 | 3.85 | 3.85 | 3.83 | 3.84 | 3.86 | 3.86 | 3.85 | 3.82 | 3.83
Diesel CTs | 0 | 0 | 0.01 | 0.01 | 0 | 0 | 0 | 0 | 0 | 0 | 0 | 0 | 0 | 0 | 0 | 0 | 0 | 0 | 0 | 0 | 0 | 0 | 0 | 0 | 0
Maritime Link Blocks | 1112.12 | 1122.24 | 1116.28 | 1126.1 | 1124 | 876.45 | 883.18 | 888.09 | 890.66 | 889.4 | 891.06 | 888.57 | 884.82 | 884.8 | 889.52 | 891.24 | 879.4 | 881.8 | 883.54 | 891.97 | 888.2 | 888.79 | 884.34 | 886.66 | 884.8
Demand Response | 0 | 0 | 0 | 0 | 0 | 0 | 0 | 0 | 0 | 0 | 0 | 0 | 0 | 0 | 0 | 0 | 0 | 0 | 0 | 0 | 0 | 0 | 0 | 0 | 0
Non Firm Market | 2155.27 | 2113.24 | 2039.4 | 2080.83 | 2063.64 | 2172.74 | 2172.11 | 2142.6 | 2113 | 2299.99 | 1805.28 | 1802.08 | 1819.73 | 1821.26 | 1892.92 | 1875.26 | 2086.19 | 2207.58 | 2227.51 | 2000.92 | 1992.33 | 2001.94 | 1986.79 | 1986.79 | 1986.79
CAES | 0 | 0 | 0 | 0 | 0 | 0 | 0 | 0 | 0 | 0 | 0 | 0 | 0 | 0 | 0 | 0 | 0 | 0 | 0 | 0 | 0 | 0 | 0 | 0 | 0
Battery Generation | 0.07 | 0.06 | 0.18 | 0.28 | 0.56 | 0.28 | 0.17 | 0.17 | 0.24 | 0.17 | 0.18 | 0.29 | 0.24 | 0.34 | 0.32 | 0.24 | 0.27 | 0.35 | 0.26 | 1.8 | 2.04 | 2.21 | 2.69 | 2.68 | 4.33
Firm Imports | 0 | 0 | 0 | 0 | 0 | 0 | 0 | 0 | 0 | 0 | 0 | 0 | 0 | 0 | 0 | 0 | 0 | 0 | 0 | 0 | 0 | 0 | 0 | 0 | 0
2.1B | GWh
Generator Year | 2021 | 2022 | 2023 | 2024 | 2025 | 2026 | 2027 | 2028 | 2029 | 2030 | 2031 | 2032 | 2033 | 2034 | 2035 | 2036 | 2037 | 2038 | 2039 | 2040 | 2041 | 2042 | 2043 | 2044 | 2045
Coal | 4507.0109 | 3752.2342 | 3762.8743 | 3276.9531 | 3148.8748 | 3062.7831 | 2864.0402 | 2849.4727 | 2703.0567 | 2332.9163 | 2278.1334 | 2260.4152 | 2219.9408 | 2230.5737 | 1910.9362 | 1928.5601 | 1915.9081 | 1807.1817 | 1811.5229 | 0 | 0 | 0 | 0 | 0 | 0
Gas - Existing | 171.7142 | 898.5611 | 906.4839 | 913.012 | 908.2236 | 911.4052 | 913.1569 | 911.6672 | 909.1691 | 909.1422 | 909.3567 | 915.5374 | 910.5968 | 911.9314 | 909.8863 | 915.8539 | 915.7932 | 920.5647 | 922.3166 | 943.1075 | 934.2424 | 929.4393 | 933.7632 | 946.3963 | 937.4013
Gas - New CCs | 0 | 0 | 0 | 0 | 0 | 0 | 0 | 0 | 0 | 0 | 0 | 0 | 0 | 0 | 0 | 0 | 0 | 0 | 0 | 783.6258 | 680.4839 | 695.7398 | 710.17 | 683.5729 | 737.9628
Gas - New CTs & Recips | 4.7419 | 0.096275 | 0.53771 | 0.075982 | 0.36628 | 1.379 | 1.7583 | 0 | 0 | 0 | 0 | 2.1533 | 0 | 0 | 0.056038 | 0.99194 | 6.7175 | 10.3047 | 9.4279 | 30.3177 | 15.5806 | 17.9203 | 26.2997 | 22.2935 | 31.0359
Gas - Conversion | 0 | 0 | 0 | 0 | 0 | 0 | 0 | 0 | 0 | 0 | 0 | 0 | 0 | 0 | 0 | 0 | 0 | 0 | 0 | 0 | 0 | 0 | 0 | 0 | 0
Domestic Hydro | 893.8879 | 893.6879 | 893.6879 | 893.6954 | 915.5879 | 915.5879 | 915.5879 | 915.5954 | 915.5879 | 1012.0139 | 1012.0139 | 1012.0214 | 1012.0139 | 1012.0139 | 1012.0139 | 1012.0214 | 1012.0139 | 1012.0139 | 1012.0139 | 1012.0214 | 1012.0139 | 1012.0139 | 1012.0139 | 1012.0214 | 1012.0139
Tidal | 0 | 0 | 26.258 | 26.225 | 26.241 | 26.218 | 26.225 | 26.254 | 26.205 | 26.23 | 26.241 | 26.208 | 26.246 | 26.258 | 26.205 | 26.225 | 26.218 | 26.225 | 26.246 | 26.19 | 26.23 | 26.241 | 26.218 | 26.226 | 26.258
Biomass | 327.6632 | 343.0532 | 343.0532 | 338.5305 | 340.9377 | 340.9377 | 340.9377 | 340.9481 | 334.5077 | 334.5077 | 334.5077 | 334.5181 | 334.5077 | 334.5077 | 358.0977 | 358.1081 | 358.0977 | 358.0977 | 358.0977 | 355.9957 | 338.7064 | 339.6393 | 339.715 | 339.0372 | 338.7064
Wind | 2080.2953 | 2080.2953 | 2080.2958 | 2080.2952 | 2080.2953 | 2080.2955 | 2251.1153 | 2251.1157 | 2251.1148 | 2251.1151 | 2251.1153 | 2251.1153 | 2251.1153 | 2251.1158 | 2251.1149 | 2251.1156 | 2251.1154 | 2251.1153 | 2251.1153 | 3105.2148 | 3617.6749 | 3617.6752 | 3617.6752 | 3617.6752 | 3617.6757
Solar | 3.849 | 3.832 | 3.833 | 3.847 | 3.856 | 3.847 | 3.849 | 3.833 | 3.844 | 3.858 | 3.856 | 3.833 | 3.832 | 3.833 | 3.844 | 3.837 | 3.847 | 3.849 | 3.832 | 3.842 | 3.858 | 3.856 | 3.847 | 3.82 | 3.833
Diesel CTs | 0 | 0 | 0.028177 | 0.034672 | 0.039174 | 0 | 0 | 0 | 0 | 0 | 0 | 0 | 0 | 0 | 0 | 0 | 0 | 0 | 0 | 0 | 0 | 0 | 0 | 0 | 0
Maritime Link Blocks | 1112.578 | 1120.3055 | 1113.5733 | 1126.1651 | 1123.5893 | 876.6527 | 878.1722 | 887.2515 | 887.6363 | 888.2029 | 888.9012 | 887.4799 | 884.3045 | 876.4715 | 883.4123 | 891.3492 | 878.3488 | 875.0032 | 884.8475 | 885.8603 | 888.2029 | 888.9012 | 882.2029 | 887.2955 | 884.8035
Demand Response | 0 | 0 | 0 | 0 | 0 | 0 | 0 | 0 | 0 | 0 | 0 | 0 | 0 | 0 | 0 | 0 | 0 | 0 | 0 | 0 | 0 | 0 | 0 | 0 | 0
Non Firm Market | 2161.5964 | 2113.4001 | 2038.1871 | 2041.9648 | 2047.7499 | 2042.4545 | 1973.686 | 1862.6843 | 1802.6867 | 1803.3585 | 1804.2802 | 1801.0228 | 1810.0029 | 1805.919 | 1872.1792 | 1845.4635 | 1882.6578 | 1968.3483 | 2007.4955 | 2149.2107 | 1908.5369 | 1929.9219 | 1910.6636 | 1909.0724 | 1922.0697
CAES | 0 | 0 | 0 | 0 | 0 | 0 | 0 | 0 | 0 | 0 | 0 | 0 | 0 | 0 | 0 | 0 | 0 | 0 | 0 | 0 | 0 | 0 | 0 | 0 | 0
Battery Generation | 0.11971 | 0.099367 | 0.09239 | 0.089543 | 0.054417 | 0.12512 | 0.12512 | 0.09752 | 0.1564 | 0.21896 | 0.19846 | 0.22264 | 0.21896 | 0.18768 | 0.21592 | 0.26312 | 0.30912 | 0.21712 | 0.26312 | 0.54648 | 0.4968 | 0.59616 | 0.59616 | 0.4968 | 0.59616
Firm Imports | 0 | 24.4289 | 34.7309 | 491.1242 | 508.6703 | 715.6516 | 693.4724 | 672.8887 | 656.783 | 670.5988 | 670.1276 | 674.778 | 677.7411 | 686.2991 | 923.8698 | 971.9472 | 976.558 | 1047.112 | 1050.7978 | 1098.9242 | 990.1474 | 1003.9834 | 1048.3742 | 1098.4493 | 1085.5518
2.1C | GWh
Generator Year | 2021 | 2022 | 2023 | 2024 | 2025 | 2026 | 2027 | 2028 | 2029 | 2030 | 2031 | 2032 | 2033 | 2034 | 2035 | 2036 | 2037 | 2038 | 2039 | 2040 | 2041 | 2042 | 2043 | 2044 | 2045
Coal | 4591.6131 | 3858.809 | 3896.1331 | 3450.2613 | 3398.7004 | 3525.1597 | 3275.9405 | 3314.7217 | 3419.2377 | 3027.072 | 3015.7514 | 2997.1089 | 2974.9295 | 2970.1323 | 2580.079 | 2600.7602 | 2372.2448 | 2257.1418 | 1629.6409 | 0 | 0 | 0 | 0 | 0 | 0
Gas - Existing | 161.3122 | 898.7156 | 906.4985 | 912.993 | 908.7922 | 910.1961 | 913.1527 | 912.4267 | 909.6547 | 909.705 | 909.3244 | 915.1634 | 911.7966 | 909.1517 | 926.2498 | 916.5595 | 911.4052 | 913.221 | 911.1894 | 937.3033 | 936.8435 | 936.4775 | 951.6401 | 963.2613 | 967.2535
Gas - New CCs | 0 | 0 | 0 | 0 | 0 | 0 | 0 | 0 | 0 | 0 | 0 | 0 | 0 | 63.51 | 63.5418 | 63.684 | 63.51 | 63.51 | 71.3943 | 1156.2915 | 1236.6325 | 1290.6475 | 1317.396 | 1384.7067 | 1446.1712
Gas - New CTs & Recips | 4.7248 | 0.11027 | 0.622 | 0.05829 | 0.15338 | 0 | 1.168 | 0.25028 | 0 | 0.061603 | 0.25886 | 0.33425 | 2.2924 | 0.031787 | 0 | 1.796 | 1.7249 | 1.4607 | 0.46438 | 27.3826 | 51.7817 | 50.5936 | 54.1112 | 40.9449 | 71.076
Gas - Conversion | 0 | 0 | 0 | 0 | 0 | 0 | 0 | 0 | 0 | 0 | 0 | 0 | 0 | 0 | 0 | 0 | 0 | 0 | 0 | 0 | 0 | 0 | 0 | 0 | 0
Domestic Hydro | 893.8879 | 893.6879 | 893.6879 | 893.6954 | 915.5879 | 915.5879 | 915.5879 | 915.5954 | 915.5879 | 1012.0139 | 1012.0139 | 1012.0214 | 1012.0139 | 1012.0139 | 1012.0139 | 1012.0214 | 1012.0139 | 1012.0139 | 1012.0139 | 1012.0214 | 1012.0139 | 1012.0139 | 1012.0139 | 1012.0214 | 1012.0139
Tidal | 0 | 0 | 26.258 | 26.225 | 26.241 | 26.218 | 26.225 | 26.254 | 26.205 | 26.23 | 26.241 | 26.208 | 26.246 | 26.258 | 26.205 | 26.225 | 26.218 | 26.225 | 26.246 | 26.19 | 26.23 | 26.241 | 26.218 | 26.226 | 26.258
Biomass | 327.6632 | 343.0532 | 343.0532 | 338.5305 | 340.9377 | 340.9377 | 340.9377 | 340.9481 | 340.9377 | 350.0092 | 352.192 | 347.7181 | 350.7751 | 351.7741 | 360.3659 | 358.1081 | 340.9377 | 340.9377 | 341.1189 | 337.1616 | 336.6699 | 337.1512 | 340.3439 | 343.7691 | 344.1232
Wind | 2075.1732 | 2075.1733 | 2075.1738 | 2080.2952 | 2100.7835 | 2100.7836 | 2271.6035 | 2271.6038 | 2271.603 | 2271.6032 | 2271.6034 | 2271.6035 | 2271.6035 | 2271.6039 | 2461.1184 | 2753.0753 | 3607.175 | 3777.9952 | 4461.2748 | 4461.2742 | 4461.2747 | 4461.275 | 4461.2749 | 4461.275 | 4461.2755
Solar | 3.849 | 3.832 | 3.833 | 3.847 | 3.856 | 3.847 | 3.849 | 3.833 | 3.844 | 3.858 | 3.856 | 3.833 | 3.832 | 3.833 | 3.844 | 3.837 | 3.847 | 3.849 | 3.832 | 3.842 | 3.858 | 3.856 | 3.847 | 3.82 | 3.833
Diesel CTs | 0 | 0 | 0.027893 | 0.03268 | 0.034964 | 0 | 0 | 0 | 0 | 0 | 0 | 0 | 0 | 0 | 0 | 0 | 0 | 0 | 0 | 0 | 0 | 0 | 0 | 0 | 0
Maritime Link Blocks | 1112.1191 | 1122.2476 | 1116.2794 | 1126.099 | 1123.9965 | 876.446 | 883.1842 | 888.1008 | 890.663 | 889.3959 | 891.0571 | 888.5742 | 884.819 | 884.8035 | 889.5226 | 891.2361 | 876.6449 | 881.8012 | 883.538 | 891.97 | 888.2029 | 888.7881 | 883.1155 | 886.6615 | 884.8035
Demand Response | 0 | 0 | 0 | 0 | 0 | 0 | 0 | 0 | 0 | 0 | 0 | 0 | 0 | 0 | 0 | 0 | 0 | 0 | 0 | 0 | 0 | 0 | 0 | 0 | 0
Non Firm Market | 2167.2174 | 2113.3948 | 2039.8001 | 2063.1124 | 2059.1277 | 2057.62 | 2057.62 | 1969.9689 | 1800 | 1804.6001 | 1823.7815 | 1934.2447 | 1987.2252 | 2013.6164 | 2172.5302 | 1963.0309 | 1800 | 1802.6414 | 1843.727 | 2060.971 | 1977.0821 | 2050.9692 | 2034.0478 | 1983.9955 | 2059.7635
CAES | 0 | 0 | 0 | 0 | 0 | 0 | 0 | 0 | 0 | 0 | 0 | 0 | 0 | 0 | 0 | 0 | 0 | 0 | 0 | 0 | 0 | 0 | 0 | 0 | 0
Battery Generation | 0.076222 | 0.0552 | 0.027677 | 0.057654 | 0.13842 | 0.0828 | 0.1104 | 0.1196 | 0.1012 | 0.0736 | 0.1012 | 0.0828 | 0.1564 | 0.1472 | 0.64584 | 2.587 | 1.5033 | 2.6146 | 2.9882 | 4.1087 | 3.726 | 3.3525 | 3.3617 | 3.3617 | 4.1087
Firm Imports | 0 | 23.3442 | 35.5265 | 489.9398 | 504.8316 | 623.8884 | 697.685 | 761.1849 | 801.841 | 1054.3017 | 1057.1179 | 1016.9393 | 1012.2739 | 992.5659 | 1071.6934 | 1073.649 | 714.5347 | 732.1085 | 717.3735 | 1075.3121 | 1113.1331 | 1068.0504 | 1121.624 | 1167.9489 | 1083.7733
2.1C.S1 (MID DSM) | GWh
Generator Year | 2021 | 2022 | 2023 | 2024 | 2025 | 2026 | 2027 | 2028 | 2029 | 2030 | 2031 | 2032 | 2033 | 2034 | 2035 | 2036 | 2037 | 2038 | 2039 | 2040 | 2041 | 2042 | 2043 | 2044 | 2045
Coal | 4586.9495 | 3854.0099 | 3847.0736 | 3785.0286 | 3569.1546 | 3577.1131 | 3496.4018 | 3490.2621 | 3615.7399 | 3080.0146 | 3084.7217 | 3058.7451 | 3009.6521 | 3010.7967 | 2423.6452 | 2357.8948 | 2149.0062 | 2239.7633 | 2093.3093 | 0 | 0 | 0 | 0 | 0 | 0
Gas - Existing | 161.5026 | 898.733 | 906.5046 | 913.0482 | 908.8709 | 910.1961 | 913.1569 | 912.4267 | 909.6713 | 909.7147 | 909.3259 | 914.9384 | 911.7966 | 909.1517 | 921.3928 | 923.3506 | 941.5968 | 912.7629 | 911.0635 | 912.908 | 911.0565 | 913.3381 | 919.1906 | 920.5423 | 885.708
Gas - New CCs | 0 | 0 | 0 | 0 | 7.6059 | 0 | 1.5601 | 0 | 0 | 7.2558 | 0.039582 | 0.49671 | 4.9596 | 10.9251 | 535.5352 | 700.6847 | 793.6701 | 8.0548 | 36.5401 | 1627.7814 | 1689.0832 | 1722.3321 | 1809.7078 | 1882.2489 | 1864.7629
Gas - New CTs & Recips | 4.5164 | 0.028938 | 0.236 | 0.22503 | 0.0091618 | 0 | 0.067848 | 0 | 0 | 0 | 0 | 0 | 0.35507 | 0 | 0 | 0.14529 | 34.6035 | 0.22009 | 0.88614 | 1.4587 | 1.4009 | 1.3387 | 7.7367 | 3.5332 | 10.4683
Gas - Conversion | 0 | 0 | 0 | 0 | 0 | 0 | 0 | 0 | 0 | 0 | 0 | 0 | 0 | 0 | 0 | 0 | 0 | 0 | 0 | 0 | 0 | 0 | 0 | 0 | 0
Domestic Hydro | 893.8879 | 893.6879 | 893.6879 | 893.6954 | 915.5879 | 915.5879 | 915.5879 | 915.5954 | 915.5879 | 1012.0139 | 1012.0139 | 1012.0214 | 1012.0139 | 1012.0139 | 1012.0139 | 1012.0214 | 1012.0139 | 1012.0139 | 1012.0139 | 1012.0214 | 1012.0139 | 1012.0139 | 1012.0139 | 1012.0214 | 1012.0139
Tidal | 0 | 0 | 26.258 | 26.225 | 26.241 | 26.218 | 26.225 | 26.254 | 26.205 | 26.23 | 26.241 | 26.208 | 26.246 | 26.258 | 26.205 | 26.225 | 26.218 | 26.225 | 26.246 | 26.19 | 26.23 | 26.241 | 26.218 | 26.226 | 26.258
Biomass | 327.6632 | 343.0532 | 343.0532 | 338.5305 | 340.9377 | 340.9377 | 340.9377 | 340.9481 | 340.9377 | 358.0977 | 354.1477 | 356.0438 | 358.0977 | 358.0977 | 358.0977 | 366.2181 | 413.1477 | 340.9377 | 355.7807 | 356.4738 | 363.4777 | 363.4777 | 364.3603 | 359.4979 | 344.1232
Wind | 2080.2953 | 2080.2953 | 2080.2958 | 2080.2952 | 2251.1153 | 2251.1155 | 2251.1153 | 2251.1157 | 2251.1148 | 2251.1151 | 2251.1153 | 2251.1153 | 2251.1153 | 2251.1158 | 2251.1149 | 2251.1156 | 2251.1154 | 3959.3154 | 3959.3151 | 3959.3145 | 3959.3149 | 3959.3152 | 3959.3152 | 3959.3152 | 3959.3157
Solar | 3.849 | 3.832 | 3.833 | 3.847 | 3.856 | 3.847 | 3.849 | 3.833 | 3.844 | 3.858 | 3.856 | 3.833 | 3.832 | 3.833 | 3.844 | 3.837 | 3.847 | 3.849 | 3.832 | 3.842 | 3.858 | 3.856 | 3.847 | 3.82 | 3.833
Diesel CTs | 0 | 0.0014815 | 0.045405 | 0.045405 | 0 | 0 | 0 | 0 | 0 | 0 | 0 | 0 | 0 | 0 | 0 | 0 | 0 | 0 | 0 | 0 | 0 | 0 | 0 | 0 | 0
Maritime Link Blocks | 1112.1191 | 1122.2497 | 1116.2808 | 1126.1056 | 1123.6642 | 876.446 | 883.1842 | 888.1008 | 890.663 | 889.3959 | 891.0571 | 888.5742 | 884.819 | 884.8035 | 889.5528 | 891.2361 | 888.861 | 881.8012 | 883.6395 | 891.97 | 888.2029 | 888.7881 | 882.1275 | 887.2955 | 884.8035
Demand Response | 0 | 0 | 0 | 0 | 0 | 0 | 0 | 0 | 0 | 0 | 0 | 0 | 0 | 0 | 0 | 0 | 0 | 0 | 0 | 0 | 0 | 0 | 0 | 0 | 0
Non Firm Market | 2166.7847 | 2113.4235 | 2040.5813 | 2080.7172 | 2064.5584 | 2055.8402 | 2057.62 | 1995.4195 | 1809.1489 | 1931.6097 | 1935.2368 | 1990.8888 | 2060.7666 | 2114.29 | 2226.6 | 2209.5824 | 2299.99 | 1804.3471 | 1835.7153 | 2086.1353 | 2156.3716 | 2195.5369 | 2090.8226 | 2148.381 | 1983.5215
CAES | 0 | 0 | 0 | 0 | 0 | 0 | 0 | 0 | 0 | 0 | 0 | 0 | 0 | 0 | 0 | 0 | 0 | 0 | 0 | 0 | 0 | 0 | 0 | 0 | 0
Battery Generation | 0.119 | 0.1936 | 0.18197 | 0.1618 | 0.27428 | 0.19872 | 0.20608 | 0.15153 | 0.14904 | 0.10672 | 0.10672 | 0.15272 | 0.1564 | 0.15272 | 0.05704 | 0.16008 | 0.09936 | 0.2024 | 0.2024 | 0.34776 | 0.19872 | 0.07375 | 0.14904 | 0.14904 | 0.39744
Firm Imports | 0 | 23.1263 | 31.7853 | 44.5165 | 36.2598 | 247.5493 | 284.3784 | 332.4485 | 342.7671 | 584 | 584 | 585.6 | 583.3305 | 584 | 584 | 585.6 | 584 | 295.2948 | 461.439 | 793.5238 | 720.5974 | 734.7543 | 831.3836 | 778.5042 | 1099.5445
2.1C.S2 (LOW WIND COST) | GWh
Generator Year | 2021 | 2022 | 2023 | 2024 | 2025 | 2026 | 2027 | 2028 | 2029 | 2030 | 2031 | 2032 | 2033 | 2034 | 2035 | 2036 | 2037 | 2038 | 2039 | 2040 | 2041 | 2042 | 2043 | 2044 | 2045
Coal | 4403.1517 | 3653.2808 | 3699.0332 | 3233.8931 | 3208.2569 | 3180.8705 | 3167.1134 | 3180.9239 | 3206.707 | 2506.0386 | 2475.0128 | 2517.5718 | 2481.83 | 2494.9326 | 1972.4817 | 1970.4515 | 1980.6501 | 1869.6514 | 1870.2565 | 0 | 0 | 0 | 0 | 0 | 0
Gas - Existing | 161.7997 | 898.992 | 906.9415 | 913.2146 | 908.8562 | 910.6086 | 913.1569 | 912.4267 | 909.6713 | 909.7147 | 909.3259 | 915.1634 | 911.7966 | 909.1517 | 909.0286 | 911.8812 | 876.3327 | 879.266 | 879.3974 | 905.7063 | 908.5597 | 912.4718 | 905.9455 | 904.2705 | 908.9216
Gas - New CCs | 0 | 0 | 0 | 0 | 0 | 0 | 0 | 0 | 0 | 0 | 0 | 0 | 0 | 0 | 0 | 0 | 0 | 0 | 0 | 1357.2457 | 1404.8916 | 1452.5885 | 1460.3709 | 1412.3599 | 1430.3654
Gas - New CTs & Recips | 5.1617 | 0.074227 | 0.28485 | 0.066126 | 0.077198 | 0.92014 | 0.79126 | 0 | 0 | 0 | 0 | 0.29975 | 1.0523 | 0 | 0 | 0 | 1.1171 | 2.8764 | 2.087 | 41.4153 | 76.8749 | 72.9722 | 92.1865 | 65.9119 | 85.6572
Gas - Conversion | 0 | 0 | 0 | 0 | 0 | 0 | 0 | 0 | 0 | 0 | 0 | 0 | 0 | 0 | 0 | 0 | 0 | 0 | 0 | 0 | 0 | 0 | 0 | 0 | 0
Domestic Hydro | 893.8879 | 893.6879 | 893.6879 | 893.6954 | 915.5879 | 915.5879 | 915.5879 | 915.5954 | 915.5879 | 1012.0139 | 1012.0139 | 1012.0214 | 1012.0139 | 1012.0139 | 1012.0139 | 1012.0214 | 1012.0139 | 1012.0139 | 1012.0139 | 1012.0214 | 1012.0139 | 1012.0139 | 1012.0139 | 1012.0214 | 1012.0139
Tidal | 0 | 0 | 26.258 | 26.225 | 26.241 | 26.218 | 26.225 | 26.254 | 26.205 | 26.23 | 26.241 | 26.208 | 26.246 | 26.258 | 26.205 | 26.225 | 26.218 | 26.225 | 26.246 | 26.19 | 26.23 | 26.241 | 26.218 | 26.226 | 26.258
Biomass | 327.6632 | 343.0532 | 343.0532 | 338.5305 | 340.9377 | 340.9377 | 340.9377 | 340.9481 | 340.9377 | 340.9377 | 340.9377 | 340.9481 | 340.9377 | 340.9377 | 340.9377 | 348.5035 | 340.9377 | 354.1477 | 340.9377 | 342.7062 | 344.1232 | 350.1 | 351.2414 | 343.7691 | 344.1232
Wind | 2276.7255 | 2307.4577 | 2307.4582 | 2307.4576 | 2307.4577 | 2307.4579 | 2307.4577 | 2307.4581 | 2478.2772 | 3161.5574 | 3161.5577 | 3161.5578 | 3161.5576 | 3161.5581 | 3844.837 | 3844.8377 | 4077.122 | 4092.4884 | 4256.3933 | 4256.3927 | 4256.3931 | 4256.3934 | 4297.3697 | 4476.6411 | 4532.984
Solar | 3.849 | 3.832 | 3.833 | 3.847 | 3.856 | 3.847 | 3.849 | 3.833 | 3.844 | 3.858 | 3.856 | 3.833 | 3.832 | 3.833 | 3.844 | 3.837 | 3.847 | 3.849 | 3.832 | 3.842 | 3.858 | 3.856 | 3.847 | 3.82 | 3.833
Diesel CTs | 0 | 0 | 0.016418 | 0.043791 | 0.043791 | 0 | 0 | 0 | 0 | 0 | 0 | 0 | 0 | 0 | 0 | 0 | 0 | 0 | 0 | 0 | 0 | 0 | 0 | 0 | 0
Maritime Link Blocks | 1112.1191 | 1122.2528 | 1116.2806 | 1126.1028 | 1124.0032 | 876.446 | 883.1842 | 888.1008 | 890.663 | 889.3959 | 891.0571 | 888.5742 | 884.819 | 884.8035 | 889.522 | 891.2361 | 876.6449 | 881.8012 | 883.538 | 891.97 | 888.2029 | 888.7881 | 883.1155 | 886.6615 | 884.8035
Demand Response | 0 | 0 | 0 | 0 | 0 | 0 | 0 | 0 | 0 | 0 | 0 | 0 | 0 | 0 | 0 | 0 | 0 | 0 | 0 | 0 | 0 | 0 | 0 | 0 | 0
Non Firm Market | 2153.2452 | 2110.1846 | 2040.0889 | 2059.1774 | 2045.535 | 2057.62 | 2057.62 | 2003.44 | 1803.3051 | 1800 | 1800 | 1800 | 1836.5589 | 1833.3864 | 1800 | 1800.3868 | 1800 | 1809.5854 | 1805.5735 | 2006.707 | 2107.7848 | 2113.1524 | 2043.1142 | 2146.7635 | 2097.8231
CAES | 0 | 0 | 0 | 0 | 0 | 0 | 0 | 0 | 0 | 0 | 0 | 0 | 0 | 0 | 0 | 0 | 0 | 0 | 0 | 0 | 0 | 0 | 0 | 0 | 0
Battery Generation | 0.31395 | 1.5116 | 1.3279 | 0.43144 | 0.56509 | 0.49128 | 0.49128 | 0.37168 | 0.49128 | 0.32752 | 0.40112 | 0.80224 | 0.69 | 0.8464 | 1.4039 | 1.2475 | 1.4683 | 1.2597 | 2.3018 | 4.1087 | 3.7352 | 3.3617 | 3.2237 | 4.2541 | 6.2542
Firm Imports | 0 | 0 | 0 | 483.0925 | 502.273 | 760.2222 | 771.0994 | 825.9534 | 804.4467 | 699.1507 | 743.2934 | 747.4647 | 777.4967 | 832.5465 | 768.2708 | 854.3156 | 735.2141 | 880.7682 | 821.5523 | 1145.5231 | 1014.7918 | 1037.4877 | 1129.7435 | 996.6055 | 1033.7641
2.2A | GWh
Generator Year | 2021 | 2022 | 2023 | 2024 | 2025 | 2026 | 2027 | 2028 | 2029 | 2030 | 2031 | 2032 | 2033 | 2034 | 2035 | 2036 | 2037 | 2038 | 2039 | 2040 | 2041 | 2042 | 2043 | 2044 | 2045
Coal | 4578.0536 | 3916.7333 | 3938.4531 | 3936.2996 | 3652.5608 | 3778.2973 | 3791.6639 | 3845.7644 | 3879.887 | 3021.3946 | 2981.5206 | 3034.0596 | 2935.0125 | 2606.8639 | 2273.2733 | 2377.441 | 1869.3926 | 1869.2963 | 1869.3054 | 0 | 0 | 0 | 0 | 0 | 0
Gas - Existing | 161.837 | 898.212 | 906.39 | 912.8689 | 908.3517 | 910.7192 | 913.3839 | 911.707 | 909.1691 | 920.256 | 923.9217 | 926.6037 | 924.7573 | 909.1517 | 909.1691 | 911.8812 | 914.1535 | 916.3558 | 913.9049 | 912.6314 | 910.1616 | 909.8422 | 912.4511 | 913.6482 | 909.1799
Gas - New CCs | 0 | 0 | 0 | 0 | 0 | 0 | 0 | 10.6412 | 7.8818 | 616.9083 | 704.4739 | 493.9929 | 622.5427 | 0 | 0 | 6.2261 | 348.4569 | 424.2466 | 518.4536 | 2672.1879 | 2702.3407 | 2646.5832 | 2631.8761 | 2566.6574 | 2472.5353
Gas - New CTs & Recips | 4.6723 | 0.56857 | 3.0768 | 1.9836 | 1.5674 | 0.70956 | 3.035 | 0 | 0 | 0.79933 | 0.38303 | 0.88839 | 0 | 0 | 0.065046 | 0 | 4.7177 | 4.2312 | 0 | 0 | 0 | 0 | 3.388 | 0 | 0
Gas - Conversion | 0 | 0 | 0 | 0 | 0 | 0 | 0 | 0 | 0 | 0 | 0 | 0 | 0 | 0 | 0 | 0 | 0 | 0 | 0 | 0 | 0 | 0 | 0 | 0 | 0
Domestic Hydro | 893.8879 | 893.6879 | 893.6879 | 893.6954 | 915.5879 | 915.5879 | 915.5879 | 915.5954 | 915.5879 | 1012.0139 | 1012.0139 | 1012.0214 | 1012.0139 | 1012.0139 | 1012.0139 | 1012.0214 | 1012.0139 | 1012.0139 | 1012.0139 | 1012.0214 | 1012.0139 | 1012.0139 | 1012.0139 | 1012.0214 | 1012.0139
Tidal | 0 | 0 | 26.258 | 26.225 | 26.241 | 26.218 | 26.225 | 26.254 | 26.205 | 26.23 | 26.241 | 26.208 | 26.246 | 26.258 | 26.205 | 26.225 | 26.218 | 26.225 | 26.246 | 26.19 | 26.23 | 26.241 | 26.218 | 26.226 | 26.258
Biomass | 327.6632 | 343.0532 | 343.0532 | 338.5305 | 340.9377 | 358.0977 | 358.0977 | 358.1081 | 358.0977 | 382.3077 | 382.3077 | 382.3181 | 375.4412 | 340.8052 | 334.5077 | 347.3881 | 374.1977 | 374.1977 | 374.1977 | 367.4381 | 367.4277 | 367.4277 | 354.3088 | 348.0593 | 367.4277
Wind | 2100.7834 | 2100.7835 | 2100.784 | 2100.7834 | 2409.8985 | 2409.8986 | 2409.8985 | 2409.8989 | 2409.898 | 2409.8983 | 2409.8985 | 2666.0005 | 2737.709 | 4275.0893 | 4787.5481 | 4787.5488 | 4869.5013 | 4869.5018 | 4869.5013 | 4869.5006 | 4946.3317 | 5130.7254 | 5304.8746 | 5473.9021 | 5622.4416
Solar | 3.849 | 3.832 | 3.833 | 3.847 | 3.856 | 3.847 | 3.849 | 3.833 | 3.844 | 3.858 | 3.856 | 3.833 | 3.832 | 3.833 | 3.844 | 3.837 | 3.847 | 3.849 | 3.832 | 3.842 | 3.858 | 3.856 | 3.847 | 3.82 | 3.833
Diesel CTs | 0 | 0 | 0 | 0 | 0 | 0 | 0 | 0 | 0 | 0 | 0 | 0 | 0 | 0 | 0 | 0 | 0 | 0 | 0 | 0 | 0 | 0 | 0 | 0 | 0
Maritime Link Blocks | 1112.1191 | 1122.2395 | 1113.5733 | 1126.1578 | 1123.5913 | 876.6343 | 883.0822 | 886.8025 | 887.6671 | 888.2029 | 888.7881 | 893 | 884.2135 | 884.8035 | 887.6363 | 891.2361 | 882.2029 | 876.8912 | 884.8475 | 891.97 | 888.2029 | 888.7881 | 882.1275 | 887.2955 | 884.8035
Demand Response | 0 | 0 | 0 | 0 | 0 | 0 | 0 | 0 | 0 | 0 | 0 | 0 | 0 | 0 | 0 | 0 | 0 | 0 | 3.4034 | 0 | 0 | 0 | 0 | 3.1091 | 0
Non Firm Market | 2165.613 | 2113.386 | 2040.1127 | 2080.3577 | 2062.3507 | 2172.0546 | 2172.11 | 2146.2385 | 2125.438 | 2248.1 | 2256.5572 | 2247.8737 | 2248.1 | 1839.5842 | 1800.476 | 1834.1904 | 2026.2276 | 2097.7317 | 2157.1815 | 2013.35 | 2013.35 | 2013.35 | 1986.79 | 1986.79 | 2034.0125
CAES | 0 | 0 | 0 | 0 | 0 | 0 | 0 | 0 | 0 | 0 | 0 | 0 | 0 | 0 | 0 | 0 | 0 | 0 | 0 | 0 | 0 | 0 | 0 | 0 | 0
Battery Generation | 0.29284 | 0.33548 | 0.39575 | 0.35881 | 1.8219 | 0.6256 | 0.86112 | 0.6164 | 0.73416 | 0.87032 | 0.73416 | 1.5456 | 1.84 | 2.8998 | 2.3223 | 2.565 | 1.2549 | 2.0792 | 1.667 | 0.43056 | 0.43056 | 0.86381 | 4.6909 | 4.8366 | 6.6755
Firm Imports | 0 | 0 | 0 | 0 | 0 | 0 | 0 | 0 | 0 | 0 | 0 | 0 | 0 | 0 | 0 | 0 | 0 | 0 | 0 | 0 | 0 | 0 | 0 | 0 | 0
2.2C | GWh
Generator Year | 2021 | 2022 | 2023 | 2024 | 2025 | 2026 | 2027 | 2028 | 2029 | 2030 | 2031 | 2032 | 2033 | 2034 | 2035 | 2036 | 2037 | 2038 | 2039 | 2040 | 2041 | 2042 | 2043 | 2044 | 2045
Coal | 4587.8595 | 3902.753 | 3909.9371 | 3462.3616 | 3442.1703 | 3573.4752 | 3389.4727 | 3374.9013 | 3559.3558 | 3045.688 | 3024.8511 | 3080.3443 | 3070.6179 | 2583.5821 | 2298.5032 | 2372.1711 | 2385.7461 | 2280.7589 | 2059.8012 | 0 | 0 | 0 | 0 | 0 | 0
Gas - Existing | 161.2696 | 898.6703 | 906.2928 | 913.0992 | 908.3458 | 911.3254 | 913.6732 | 912.2234 | 909.1691 | 909.1422 | 909.8422 | 916.0328 | 910.5968 | 909.1517 | 909.1691 | 911.8812 | 910.9197 | 912.6315 | 910.5968 | 924.1451 | 928.1474 | 923.6357 | 931.3573 | 934.0236 | 920.0442
Gas - New CCs | 0 | 0 | 0 | 0 | 0 | 0 | 0 | 0 | 4.0586 | 7.0857 | 9.6724 | 14.4533 | 37.9936 | 0 | 0 | 2.1941 | 4.9882 | 13.797 | 105.6394 | 1972.1452 | 2093.795 | 2224.7956 | 2346.4136 | 2375.9589 | 2185.2256
Gas - New CTs & Recips | 4.7472 | 0.12903 | 0.4776 | 0.44747 | 0.71994 | 2.6757 | 2.1425 | 1.6454 | 0.012599 | 0 | 0.19413 | 2.1683 | 0 | 0 | 0 | 0.065046 | 0 | 0.88632 | 0.03554 | 11.8913 | 17.4164 | 23.1712 | 41.1438 | 40.1034 | 59.0028
Gas - Conversion | 0 | 0 | 0 | 0 | 0 | 0 | 0 | 0 | 0 | 0 | 0 | 0 | 0 | 0 | 0 | 0 | 0 | 0 | 0 | 0 | 0 | 0 | 0 | 0 | 0
Domestic Hydro | 893.8879 | 893.6879 | 893.6879 | 893.6954 | 915.5879 | 915.5879 | 915.5879 | 915.5954 | 915.5879 | 1012.0139 | 1012.0139 | 1012.0214 | 1012.0139 | 1012.0139 | 1012.0139 | 1012.0214 | 1012.0139 | 1012.0139 | 1012.0139 | 1012.0214 | 1012.0139 | 1012.0139 | 1012.0139 | 1012.0214 | 1012.0139
Tidal | 0 | 0 | 26.258 | 26.225 | 26.241 | 26.218 | 26.225 | 26.254 | 26.205 | 26.23 | 26.241 | 26.208 | 26.246 | 26.258 | 26.205 | 26.225 | 26.218 | 26.225 | 26.246 | 26.19 | 26.23 | 26.241 | 26.218 | 26.226 | 26.258
Biomass | 327.6632 | 343.0532 | 343.0532 | 338.5305 | 340.9377 | 340.9377 | 340.9377 | 340.9481 | 340.9377 | 354.1477 | 358.0977 | 358.1081 | 358.0977 | 334.5077 | 340.9377 | 340.9481 | 340.9377 | 347.7077 | 358.0977 | 351.4965 | 350.5532 | 352.6448 | 364.2762 | 360.7109 | 367.4277
Wind | 2090.5394 | 2090.5394 | 2095.6619 | 2095.6613 | 2105.9055 | 2105.9057 | 2276.7255 | 2281.8479 | 2281.8471 | 2281.8473 | 2281.8475 | 2281.8475 | 2281.8475 | 3648.4079 | 4020.779 | 4020.7797 | 4191.5996 | 4362.4199 | 4362.4195 | 4362.4189 | 4362.4193 | 4362.4196 | 4377.7857 | 4377.7858 | 4377.7862
Solar | 3.849 | 3.832 | 3.833 | 3.847 | 3.856 | 3.847 | 3.849 | 3.833 | 3.844 | 3.858 | 3.856 | 3.833 | 3.832 | 3.833 | 3.844 | 3.837 | 3.847 | 3.849 | 3.832 | 3.842 | 3.858 | 3.856 | 3.847 | 3.82 | 3.833
Diesel CTs | 0 | 0 | 0.032405 | 0.044335 | 0.046852 | 0 | 0 | 0 | 0 | 0 | 0 | 0 | 0 | 0 | 0 | 0 | 0 | 0 | 0 | 0 | 0 | 0 | 0 | 0 | 0
Maritime Link Blocks | 1112.1191 | 1122.2452 | 1113.5733 | 1126.1651 | 1123.598 | 876.6343 | 883.0822 | 886.8093 | 887.6363 | 888.2029 | 888.7881 | 887.5862 | 884.2135 | 884.8035 | 887.6363 | 891.2361 | 875.5958 | 876.8912 | 884.8475 | 891.97 | 888.2029 | 888.7881 | 882.1275 | 887.2955 | 884.8035
Demand Response | 0 | 0 | 0 | 0 | 0 | 0 | 0 | 0 | 0 | 0 | 0 | 0 | 0 | 0 | 0 | 0 | 0 | 0 | 3.3911 | 0 | 0 | 0 | 0 | 2.8917 | 0
Non Firm Market | 2166.526 | 2113.3737 | 2041.3129 | 2065.8819 | 2059.1742 | 2057.62 | 2057.62 | 1984.0138 | 1808.7181 | 1930.639 | 2003.434 | 2033.6499 | 2117.74 | 1805.9435 | 1804.3799 | 1802.3558 | 1805.4471 | 1806.9466 | 1934.5835 | 2128.8884 | 2138.8131 | 2165.9123 | 1989.0018 | 2022.9724 | 2115.1126
CAES | 0 | 0 | 0 | 0 | 0 | 0 | 0 | 0 | 0 | 0 | 0 | 0 | 0 | 0 | 0 | 0 | 0 | 0 | 0 | 0 | 0 | 0 | 0 | 0 | 0
Battery Generation | 0.19488 | 0.20698 | 0.30563 | 0.20946 | 0.3669 | 0.16192 | 0.1656 | 0.17296 | 0.15824 | 0.17743 | 0.17664 | 0.26496 | 0.24656 | 0.2208 | 0.51152 | 0.44528 | 0.57776 | 0.37904 | 0.26496 | 0.6624 | 0.59616 | 0.72864 | 0.69552 | 0.7544 | 0.67712
Firm Imports | 0 | 24.1802 | 35.1049 | 494.7911 | 517.9067 | 637.9031 | 667.5391 | 786.5453 | 786.1989 | 1070.9995 | 1071.1614 | 1069.9467 | 1066.6952 | 689.4675 | 730.5287 | 813.896 | 773.4236 | 830.1047 | 971.1162 | 1084.1648 | 1048.4322 | 1015.0901 | 1143.11 | 1176.4364 | 1380.8397
3.1B | GWh
Generator Year | 2021 | 2022 | 2023 | 2024 | 2025 | 2026 | 2027 | 2028 | 2029 | 2030 | 2031 | 2032 | 2033 | 2034 | 2035 | 2036 | 2037 | 2038 | 2039 | 2040 | 2041 | 2042 | 2043 | 2044 | 2045
Coal | 4517.3271 | 3776.605 | 3628.6592 | 3107.8063 | 2969.9901 | 2970.5247 | 2833.6239 | 2810.2961 | 2592.0459 | 0 | 0 | 0 | 0 | 0 | 0 | 0 | 0 | 0 | 0 | 0 | 0 | 0 | 0 | 0 | 0
Gas - Existing | 170.9329 | 898.677 | 906.2938 | 912.9268 | 908.2266 | 911.3291 | 913.1569 | 911.6672 | 909.1691 | 1090.3327 | 997.998 | 964.254 | 982.1025 | 912.9213 | 910.1718 | 914.5908 | 916.4826 | 914.8296 | 913.1808 | 916.1977 | 918.0538 | 916.6428 | 660.6933 | 512.3256 | 511.041
Gas - New CCs | 0 | 0 | 0 | 0 | 0 | 0 | 0 | 0 | 4.5708 | 1400.2967 | 1390.2389 | 1368.1928 | 1350.6591 | 905.2224 | 886.0015 | 909.0537 | 932.1256 | 946.6522 | 967.0719 | 979.9276 | 997.4881 | 1027.975 | 1039.1032 | 968.523 | 518.6205
Gas - New CTs & Recips | 0.19211 | 0.11308 | 1.3816 | 0.27804 | 0.30447 | 0.92014 | 1.8361 | 0 | 0 | 29.7014 | 111.3228 | 96.4656 | 80.517 | 0.85678 | 2.4105 | 6.1036 | 9.9482 | 4.1472 | 4.2266 | 5.1055 | 6.6819 | 3.6233 | 20.9768 | 5.6635 | 3.8236
Gas - Conversion | 0 | 0 | 0 | 0 | 0 | 0 | 0 | 0 | 0 | 0 | 0 | 0 | 0 | 0 | 0 | 0 | 0 | 0 | 0 | 0 | 0 | 0 | 0 | 0 | 0
Domestic Hydro | 893.8879 | 893.6879 | 893.6879 | 893.6954 | 915.5879 | 915.5879 | 915.5879 | 915.5954 | 915.5879 | 1012.0139 | 1012.0139 | 1012.0214 | 1012.0139 | 1012.0139 | 1012.0139 | 1012.0214 | 1012.0139 | 1012.0139 | 1012.0139 | 1012.0214 | 1012.0139 | 1012.0139 | 1012.0139 | 1012.0214 | 1012.0139
Tidal | 0 | 0 | 26.258 | 26.225 | 26.241 | 26.218 | 26.225 | 26.254 | 26.205 | 26.23 | 26.241 | 26.208 | 26.246 | 26.258 | 26.205 | 26.225 | 26.218 | 26.225 | 26.246 | 26.19 | 26.23 | 26.241 | 26.218 | 26.226 | 26.258
Biomass | 327.6632 | 343.0532 | 343.0532 | 338.5305 | 340.9377 | 340.9377 | 340.9377 | 340.1193 | 334.5077 | 374.1977 | 374.1977 | 374.2081 | 367.4277 | 328.1171 | 329.0526 | 333.1865 | 340.4937 | 329.1006 | 333.635 | 334.0503 | 334.2692 | 341.282 | 342.4377 | 374.2081 | 370.2477
Wind | 2075.1732 | 2080.2953 | 2251.1158 | 2251.1152 | 2276.7255 | 2276.7256 | 2302.3357 | 2302.3361 | 2302.3352 | 2348.4338 | 2348.434 | 2496.9732 | 2496.9732 | 3863.5335 | 3863.5325 | 3863.5332 | 3863.533 | 3863.5333 | 3863.533 | 3863.5324 | 3863.5328 | 3863.5331 | 3863.533 | 4022.3163 | 4022.3168
Solar | 3.849 | 3.832 | 3.833 | 3.847 | 3.856 | 3.847 | 3.849 | 3.833 | 3.844 | 3.858 | 3.856 | 3.833 | 3.832 | 3.833 | 3.844 | 3.837 | 3.847 | 3.849 | 3.832 | 3.842 | 3.858 | 3.856 | 3.847 | 3.82 | 3.833
Diesel CTs | 0 | 0 | 0.0074206 | 0.0079972 | 0.032723 | 0 | 0 | 0 | 0 | 0 | 0 | 0 | 0 | 0 | 0 | 0 | 0 | 0 | 0 | 0 | 0 | 0 | 0 | 0 | 0
Maritime Link Blocks | 1112.578 | 1120.2996 | 1113.5733 | 1126.1651 | 1123.5937 | 876.6527 | 878.1722 | 887.2515 | 887.6363 | 888.2029 | 888.9012 | 894 | 884.3045 | 876.4715 | 883.4123 | 891.3492 | 882.2029 | 875.0032 | 884.8475 | 885.8776 | 888.2029 | 888.9012 | 885.8254 | 887.2955 | 884.8035
Demand Response | 0 | 0 | 0 | 0 | 0 | 0 | 0 | 0 | 0 | 0 | 0 | 0 | 0 | 0 | 0 | 0 | 0 | 0 | 0 | 0 | 0 | 0 | 0 | 0 | 0
Non Firm Market | 2161.7316 | 2113.353 | 2035.6638 | 2058.6474 | 2032.6036 | 2019.5499 | 1959.4239 | 1855.3858 | 1802.8825 | 2051.9689 | 2052.1375 | 2047.3946 | 2045.9269 | 1541.3993 | 1566.2635 | 1575.1615 | 1575.701 | 1634.2019 | 1658.016 | 1691.2071 | 1695.9055 | 1702.8747 | 1966.8573 | 1990.4551 | 2354.1595
CAES | 0 | 0 | 0 | 0 | 0 | 0 | 0 | 0 | 0 | 0 | 0 | 0 | 0 | 0 | 0 | 0 | 0 | 0 | 0 | 0 | 0 | 0 | 0 | 0 | 0
Battery Generation | 0.1104 | 0.15882 | 0.11976 | 0.10885 | 0.21447 | 0.16192 | 0.23552 | 0.21712 | 0.35328 | 0.24288 | 0.184 | 0.59616 | 0.9752 | 1.2337 | 1.3726 | 1.5898 | 1.5898 | 1.7726 | 1.9688 | 1.7885 | 1.5898 | 1.9872 | 1.92 | 2.1896 | 2.5024
Firm Imports | 0 | 0 | 0 | 472.7029 | 506.3352 | 634.9412 | 686.9053 | 668.9939 | 711.8426 | 1006.7877 | 973.1524 | 885.7625 | 880.1638 | 668.7211 | 668.8957 | 671.9685 | 664.9417 | 670.2485 | 671.6548 | 676.5836 | 669.6984 | 678.6407 | 689.6773 | 743.3886 | 890.2297
3.1C | GWh
Generator Year | 2021 | 2022 | 2023 | 2024 | 2025 | 2026 | 2027 | 2028 | 2029 | 2030 | 2031 | 2032 | 2033 | 2034 | 2035 | 2036 | 2037 | 2038 | 2039 | 2040 | 2041 | 2042 | 2043 | 2044 | 2045
Coal | 4403.1517 | 3687.2601 | 3709.7627 | 3271.7274 | 3241.2538 | 3288.2394 | 3297.9607 | 3319.2236 | 3344.1864 | 0 | 0 | 0 | 0 | 0 | 0 | 0 | 0 | 0 | 0 | 0 | 0 | 0 | 0 | 0 | 0
Gas - Existing | 161.7997 | 898.3987 | 906.3627 | 912.9042 | 908.7394 | 930.6985 | 927.2258 | 920.8124 | 887.6597 | 927.2437 | 927.7992 | 917.6212 | 921.9614 | 922.774 | 922.39 | 919.3317 | 924.7256 | 930.0325 | 926.9773 | 930.8845 | 927.1675 | 919.1493 | 900.0199 | 768.7752 | 548.3927
Gas - New CCs | 0 | 0 | 0 | 0 | 0 | 0 | 0 | 0 | 0 | 459.8328 | 441.4633 | 423.9862 | 371.8541 | 366.6441 | 454.4733 | 508.4091 | 517.3361 | 515.1766 | 510.4792 | 552.3764 | 540.8295 | 548.1198 | 441.9695 | 342.8416 | 317.4781
Gas - New CTs & Recips | 5.1617 | 0.20686 | 1.6065 | 0.89303 | 1.741 | 1.0918 | 3.2233 | 1.4312 | 26.7488 | 123.3234 | 111.6633 | 63.3653 | 79.5038 | 64.6972 | 72.499 | 80.2684 | 109.6767 | 133.0932 | 112.9716 | 105.6664 | 115.7936 | 104.2822 | 82.3043 | 75.5347 | 70.6487
Gas - Conversion | 0 | 0 | 0 | 0 | 0 | 0 | 0 | 0 | 0 | 0 | 0 | 0 | 0 | 0 | 0 | 0 | 0 | 0 | 0 | 0 | 0 | 0 | 0 | 0 | 0
Domestic Hydro | 893.8879 | 893.6879 | 893.6879 | 893.6954 | 915.5879 | 915.5879 | 915.5879 | 915.5954 | 915.5879 | 1012.0139 | 1012.0139 | 1012.0214 | 1012.0139 | 1012.0139 | 1012.0139 | 1012.0214 | 1012.0139 | 1012.0139 | 1012.0139 | 1012.0214 | 1012.0139 | 1012.0139 | 1012.0139 | 1012.0214 | 1012.0139
Tidal | 0 | 0 | 26.258 | 26.225 | 26.241 | 26.218 | 26.225 | 26.254 | 26.205 | 26.23 | 26.241 | 26.208 | 26.246 | 26.258 | 26.205 | 26.225 | 26.218 | 26.225 | 26.246 | 26.19 | 26.23 | 26.241 | 26.218 | 26.226 | 26.258
Biomass | 327.6632 | 343.0532 | 343.0532 | 338.5305 | 340.9377 | 358.0977 | 366.2077 | 358.1081 | 367.6477 | 354.3978 | 349.6419 | 350.7809 | 353.7499 | 352.5103 | 353.6014 | 354.2174 | 352.5237 | 356.9564 | 354.3331 | 359.2676 | 350.1644 | 351.486 | 350.1586 | 367.4381 | 380.6042
Wind | 2276.7255 | 2297.2137 | 2297.2141 | 2297.2136 | 2297.2136 | 2297.2138 | 2297.2136 | 2297.214 | 2297.2132 | 4317.8576 | 4399.8105 | 4548.35 | 4604.6919 | 4732.7435 | 4732.7423 | 4732.743 | 4732.7429 | 4732.7433 | 4896.6481 | 4896.6474 | 5014.4548 | 5137.3841 | 5444.7062 | 5444.7064 | 5659.8325
Solar | 3.849 | 3.832 | 3.833 | 3.847 | 3.856 | 3.847 | 3.849 | 3.833 | 3.844 | 3.858 | 3.856 | 3.833 | 3.832 | 3.833 | 3.844 | 3.837 | 3.847 | 3.849 | 3.832 | 3.842 | 3.858 | 3.856 | 3.847 | 48.415 | 48.491
Diesel CTs | 0 | 0 | 0.0027985 | 0.0034517 | 0.0034517 | 0 | 0 | 0 | 0 | 0 | 0 | 0 | 0 | 0 | 0 | 0 | 0 | 0 | 0 | 0 | 0 | 0 | 0 | 0 | 0
Maritime Link Blocks | 1112.1191 | 1122.2481 | 1116.2794 | 1126.099 | 1123.9965 | 876.446 | 883.1842 | 888.094 | 890.663 | 889.3959 | 891.0571 | 894 | 884.819 | 884.8035 | 889.5185 | 891.2361 | 883.252 | 881.8012 | 883.538 | 891.97 | 888.2029 | 888.7881 | 883.1155 | 886.6615 | 884.8035
Demand Response | 0 | 0 | 0 | 0 | 0 | 0 | 0 | 0 | 0 | 0 | 0 | 0 | 0 | 0 | 0 | 0 | 0 | 0 | 0 | 0 | 0 | 0 | 0 | 0 | 0
Non Firm Market | 2153.2452 | 2086.6123 | 2038.9072 | 2042.3494 | 2050.7811 | 2208.7002 | 2183.7827 | 2189.3347 | 2131.9438 | 2151.9121 | 2123.2313 | 2055.478 | 2055.8186 | 2043.0402 | 1963.8741 | 1973.4267 | 2002.7311 | 2194.3546 | 2009.2045 | 2027.4615 | 2036.6794 | 2038.1401 | 1959.9472 | 2206.4612 | 2275.4144
CAES | 0 | 0 | 0 | 0 | 0 | 0 | 0 | 0 | 0 | 0 | 0 | 0 | 0 | 0 | 0 | 0 | 0 | 0 | 0 | 0 | 0 | 0 | 0 | 0 | 0
Battery Generation | 0.31395 | 0.67161 | 0.6292 | 0.50234 | 0.46145 | 0.184 | 0.19992 | 0.1656 | 0.23 | 2.2006 | 2.4597 | 4.3516 | 4.2798 | 5.0158 | 5.1078 | 6.245 | 4.5393 | 5.1501 | 4.8042 | 5.4906 | 7.2209 | 7.844 | 9.4388 | 9.7207 | 9.2202
Firm Imports | 0 | 0 | 0 | 471.7232 | 472.7552 | 474.5397 | 482.5097 | 484.9955 | 487.8979 | 1083.1175 | 1076.848 | 1118.8793 | 1126.5984 | 1090.969 | 1136.6515 | 1163.3899 | 1165.2986 | 1027.1198 | 1168.2793 | 1183.2737 | 1128.9624 | 1099.1853 | 1103.7086 | 1096.3332 | 1136.5004
3.2B | GWh
Generator Year | 2021 | 2022 | 2023 | 2024 | 2025 | 2026 | 2027 | 2028 | 2029 | 2030 | 2031 | 2032 | 2033 | 2034 | 2035 | 2036 | 2037 | 2038 | 2039 | 2040 | 2041 | 2042 | 2043 | 2044 | 2045
Coal | 4362.1489 | 3650.0558 | 3633.5853 | 3131.3112 | 3049.8368 | 3006.1636 | 2941.0351 | 2963.0881 | 2771.7138 | 0 | 0 | 0 | 0 | 0 | 0 | 0 | 0 | 0 | 0 | 0 | 0 | 0 | 0 | 0 | 0
Gas - Existing | 171.5105 | 898.9923 | 906.6416 | 913.179 | 908.3779 | 912.4511 | 913.6988 | 913.3832 | 922.8444 | 999.7289 | 939.3872 | 943.9821 | 971.1993 | 968.7398 | 952.3634 | 978.5095 | 977.434 | 1009.6464 | 1016.2297 | 995.3851 | 954.8926 | 798.5794 | 761.3468 | 666.6529 | 366.4545
Gas - New CCs | 0 | 0 | 0 | 0 | 0 | 0 | 0 | 0 | 0 | 831.1486 | 753.2094 | 737.927 | 738.8336 | 768.9983 | 764.6279 | 803.0365 | 843.2715 | 829.0664 | 866.8535 | 871.0376 | 846.8021 | 823.9133 | 664.8464 | 554.7676 | 593.5972
Gas - New CTs & Recips | 5.5461 | 0.069678 | 0.2416 | 0.15489 | 0.68671 | 6.2625 | 2.8644 | 5.2894 | 9.2901 | 66.0029 | 41.9593 | 60.203 | 60.9776 | 78.6382 | 91.5656 | 80.9079 | 124.7479 | 149.6942 | 146.4736 | 129.9248 | 193.6213 | 142.9998 | 86.5711 | 62.4472 | 68.012
Gas - Conversion | 0 | 0 | 0 | 0 | 0 | 0 | 0 | 0 | 0 | 0 | 0 | 0 | 0 | 0 | 0 | 0 | 3.0282 | 0 | 0 | 0 | 0 | 0 | 3.1078 | 0 | 0
Domestic Hydro | 893.8879 | 893.6879 | 893.6879 | 893.6954 | 915.5879 | 915.5879 | 915.5879 | 915.5954 | 915.5879 | 1012.0139 | 1012.0139 | 1012.0214 | 1012.0139 | 1012.0139 | 1012.0139 | 1012.0214 | 1012.0139 | 1012.0139 | 1012.0139 | 1012.0214 | 1012.0139 | 1012.0139 | 1012.0139 | 1012.0214 | 1012.0139
Tidal | 0 | 0 | 26.258 | 26.225 | 26.241 | 26.218 | 26.225 | 26.254 | 26.205 | 26.23 | 26.241 | 26.208 | 26.246 | 26.258 | 26.205 | 26.225 | 26.218 | 26.225 | 26.246 | 26.19 | 26.23 | 26.241 | 26.218 | 26.226 | 26.258
Biomass | 327.6632 | 343.0532 | 343.0532 | 338.5305 | 340.9377 | 340.9377 | 340.9377 | 334.5181 | 334.5077 | 361.5435 | 337.9046 | 339.8084 | 336.7772 | 338.3419 | 342.2676 | 343.5997 | 343.305 | 354.5032 | 366.7221 | 353.0517 | 371.7444 | 364.6434 | 339.3703 | 329.553 | 356.9912
Wind | 2245.9932 | 2245.9933 | 2245.9938 | 2245.9932 | 2245.9933 | 2245.9934 | 2245.9933 | 2245.9937 | 2245.9928 | 2929.273 | 3441.7332 | 3441.7334 | 3441.7331 | 3441.7337 | 3441.7326 | 3441.7333 | 3441.7332 | 3441.7333 | 3441.7331 | 3612.5526 | 3627.919 | 3965.9738 | 4621.5947 | 4975.0155 | 4975.0159
Solar | 3.849 | 3.832 | 3.833 | 3.847 | 3.856 | 3.847 | 3.849 | 3.833 | 3.844 | 3.858 | 3.856 | 3.833 | 3.832 | 3.833 | 3.844 | 3.837 | 3.847 | 3.849 | 3.832 | 3.842 | 3.858 | 3.856 | 3.847 | 3.82 | 48.491
Diesel CTs | 0 | 0 | 0.040799 | 0.04299 | 0.042631 | 0 | 0 | 0 | 0 | 0 | 0 | 0 | 0 | 0 | 0 | 0 | 0 | 0 | 0 | 0 | 0 | 0 | 0 | 0 | 0
Maritime Link Blocks | 1112.239 | 1120.2098 | 1113.972 | 1126.3077 | 1121.8738 | 875.6569 | 876.8912 | 887.2515 | 883.4123 | 888.2029 | 888.9012 | 894 | 884.8475 | 884.8035 | 883.4088 | 891.3492 | 882.2029 | 875.0032 | 884.8475 | 885.8568 | 888.3538 | 888.9012 | 877.6269 | 887.2955 | 884.8035
Demand Response | 0 | 0 | 0 | 0 | 0 | 0 | 0 | 0 | 0 | 0 | 0 | 0 | 2.195 | 1.0572 | 3.6018 | 3.5606 | 3.5145 | 3.4594 | 3.1592 | 0 | 0 | 0 | 0 | 2.8917 | 0
Non Firm Market | 2151.3483 | 2110.3143 | 2036.9296 | 2059.7713 | 2036.9708 | 2035.5873 | 1977.661 | 1863.6678 | 1814.491 | 2311.6409 | 1945.0048 | 1947.8228 | 2013.2865 | 2044.1603 | 2173.5167 | 1979.5385 | 2141.2901 | 2107.1392 | 2151.3554 | 2114.8604 | 2130.0228 | 2044.2682 | 1908.5056 | 1951.9413 | 2101.8514
CAES | 0 | 0 | 0 | 0 | 0 | 0 | 0 | 0 | 0 | 0 | 0 | 0 | 0 | 0 | 0 | 0 | 0 | 0 | 0 | 0 | 0 | 0 | 0 | 0 | 0
Battery Generation | 0.066659 | 0.73974 | 0.71923 | 0.55517 | 0.8764 | 0.598 | 0.598 | 0.3588 | 0.78231 | 1.3156 | 1.3156 | 0.9568 | 1.2368 | 1.4352 | 1.196 | 1.4352 | 1.0764 | 1.3156 | 1.196 | 1.0764 | 1.437 | 4.3626 | 8.4456 | 12.0045 | 14.1606
Firm Imports | 0 | 23.9706 | 31.5622 | 488.686 | 515.6447 | 679.9229 | 707.1489 | 672.754 | 706.8123 | 983.3671 | 1015.2578 | 1034.2867 | 972.8333 | 970.0879 | 927.3519 | 1178.6942 | 1029.394 | 1132.8172 | 1149.4803 | 1169.4494 | 1187.0412 | 1267.6615 | 1119.9008 | 1022.901 | 1137.2886
3.2C | GWh
Generator Year | 2021 | 2022 | 2023 | 2024 | 2025 | 2026 | 2027 | 2028 | 2029 | 2030 | 2031 | 2032 | 2033 | 2034 | 2035 | 2036 | 2037 | 2038 | 2039 | 2040 | 2041 | 2042 | 2043 | 2044 | 2045
Coal | 4607.0281 | 3748.1548 | 3762.7846 | 3325.5617 | 3314.5568 | 3483.1974 | 3398.9936 | 3398.579 | 3565.0347 | 0 | 0 | 0 | 0 | 0 | 0 | 0 | 0 | 0 | 0 | 0 | 0 | 0 | 0 | 0 | 0
Gas - Existing | 158.6053 | 898.8979 | 906.6578 | 913.0702 | 908.3672 | 911.0331 | 913.6732 | 912.2234 | 909.6854 | 972.527 | 951.7591 | 958.962 | 926.5653 | 928.4243 | 920.4593 | 931.5852 | 928.9171 | 942.3655 | 937.771 | 931.1366 | 931.2656 | 859.6552 | 755.7751 | 674.3444 | 92.1894
Gas - New CCs | 0 | 0 | 0 | 0 | 0 | 0 | 0 | 0 | 9.9709 | 793.3103 | 814.9398 | 832.2759 | 1004.8121 | 1029.2546 | 951.9868 | 924.5212 | 1084.8092 | 1124.1876 | 1192.1989 | 1157.4394 | 1117.7922 | 923.34 | 766.3788 | 618.1729 | 951.1707
Gas - New CTs & Recips | 0.186 | 0.069678 | 0.86235 | 0.35794 | 0.59266 | 1.7417 | 1.7626 | 1.7959 | 0.61149 | 29.2837 | 53.1016 | 60.6163 | 18.0372 | 9.7277 | 4.9131 | 10.1845 | 20.3629 | 23.3211 | 22.9806 | 15.2961 | 16.0191 | 14.818 | 14.0204 | 4.5411 | 1.4047
Gas - Conversion | 0 | 0 | 0 | 0 | 0 | 0 | 0 | 0 | 0 | 0 | 0 | 0 | 0 | 0 | 0 | 0 | 0 | 0 | 0 | 0 | 0 | 0 | 0 | 0 | 0
Domestic Hydro | 893.8879 | 893.6879 | 893.6879 | 893.6954 | 915.5879 | 915.5879 | 915.5879 | 915.5954 | 915.5879 | 1012.0139 | 1012.0139 | 1012.0214 | 1012.0139 | 1012.0139 | 1012.0139 | 1012.0214 | 1012.0139 | 1012.0139 | 1012.0139 | 1012.0214 | 1012.0139 | 1012.0139 | 1012.0139 | 1012.0214 | 1012.0139
Tidal | 0 | 0 | 26.258 | 26.225 | 26.241 | 26.218 | 26.225 | 26.254 | 26.205 | 26.23 | 26.241 | 26.208 | 26.246 | 26.258 | 26.205 | 26.225 | 26.218 | 26.225 | 26.246 | 26.19 | 26.23 | 26.241 | 26.218 | 26.226 | 26.258
Biomass | 327.6632 | 343.0532 | 343.0532 | 338.5305 | 340.9377 | 340.9377 | 340.9377 | 340.9481 | 340.9377 | 360.0413 | 363.4777 | 365.3738 | 367.4277 | 367.4277 | 367.4277 | 367.4381 | 364.9582 | 372.3098 | 371.5386 | 369.0229 | 370.2477 | 364.9677 | 364.3603 | 363.4881 | 382.4177
Wind | 2075.1732 | 2245.9933 | 2245.9938 | 2245.9932 | 2245.9933 | 2245.9934 | 2245.9933 | 2245.9937 | 2245.9928 | 4112.976 | 4112.9763 | 4112.9767 | 4112.9762 | 4283.7968 | 4454.6157 | 4664.6199 | 4731.2063 | 4731.2067 | 4854.1352 | 5053.8939 | 5207.5556 | 5484.1461 | 5960.4955 | 6344.6486 | 6344.649
Solar | 3.849 | 3.832 | 3.833 | 3.847 | 3.856 | 3.847 | 3.849 | 3.833 | 3.844 | 3.858 | 3.856 | 3.833 | 3.832 | 3.833 | 3.844 | 3.837 | 3.847 | 3.849 | 3.832 | 3.842 | 3.858 | 3.856 | 3.847 | 3.82 | 48.491
Diesel CTs | 0 | 0 | 0.0367 | 0.036715 | 0.056163 | 0 | 0 | 0 | 0 | 0 | 0 | 0 | 0 | 0 | 0 | 0 | 0 | 0 | 0 | 0 | 0 | 0 | 0 | 0 | 0
Maritime Link Blocks | 1112.1191 | 1122.2528 | 1113.5778 | 1126.1651 | 1123.598 | 876.6343 | 883.0822 | 886.8093 | 887.6363 | 888.2029 | 888.7881 | 894 | 884.2135 | 884.8035 | 887.6363 | 891.2361 | 882.2029 | 876.8912 | 884.8475 | 891.9665 | 888.2029 | 888.7881 | 882.1275 | 887.2955 | 884.8035
Demand Response | 0 | 0 | 0 | 0 | 0 | 0 | 0 | 0 | 0 | 0 | 0 | 0 | 0 | 0 | 0 | 0 | 0 | 0 | 0 | 0 | 0 | 0 | 0 | 0 | 0
Non Firm Market | 2170.0038 | 2113.4029 | 2040.868 | 2059.72 | 2049.9793 | 2056.4934 | 2057.62 | 1985.9711 | 1811.2226 | 2041.3249 | 2137.6079 | 2120.0534 | 2142.1776 | 2277.043 | 2126.0312 | 2069.2112 | 2095.5745 | 2153.6025 | 2138.2733 | 2053.9485 | 2148.8474 | 2364.2638 | 2225.8648 | 2163.3289 | 2277.7485
CAES | 0 | 0 | 0 | 0 | 0 | 0 | 0 | 0 | 0 | 0 | 0 | 0 | 0 | 0 | 0 | 0 | 0 | 0 | 0 | 0 | 0 | 0 | 0 | 0 | 0
Battery Generation | 0.4968 | 0.3312 | 0.302 | 0.3068 | 0.3726 | 0.3312 | 0.3312 | 0.3312 | 0.3312 | 1.6578 | 1.6891 | 1.3782 | 0.78752 | 0.9844 | 1.4922 | 2.979 | 2.5123 | 2.5973 | 2.2115 | 4.876 | 4.9717 | 8.3462 | 10.3321 | 12.2597 | 6.2192
Firm Imports | 0 | 23.2158 | 31.5502 | 487.6108 | 514.6662 | 590.4768 | 689.2103 | 796.6385 | 806.8736 | 1290.257 | 1225.5125 | 1300.081 | 1271.9756 | 1075.24 | 1279.2483 | 1297.3689 | 1181.0344 | 1208.1944 | 1186.3174 | 1255.3502 | 1148.7734 | 1058.1739 | 1108.3804 | 1121.79 | 1310.4608